## Intro
NOTES
This workbook is an attachment to the article: "Stray Capacitance Impact on the Common-Mode Choke Measurements" by Jacek Pawlowski, SP3L.
The following sheets are created to calculate Z-matrix parameters in their left hand side (columns A-Q), and to calculate the unknown impedance based on these parameters in their right hand side (columns S-AA).
Depending on the data format you have, you can enter it either as s11, s21 or Rs & Xs values, using the right sheet - see the names of the sheets.
In order to avoid unintentional overwrite of the formulas in the sheets, they are protected with a password. If you would like to remove the protection, enter the password: SP3L

## s11_entry
| Mesaurements taken to find the z coefficient of the voltage transformer; paste below the Re(s11) and Im(s11) values from s1p files | [11 empty] | Calculated z-parameters |  |  | Impedance measured at the transformer input when loaded with an unknown imp. |  |  |  |  | Calculated unknown load impedance
| ZINO |  |  | ZINS |  |  | ZINL |  |  | ZL | [5 empty] | Zin |  |  |  |  | ZDUT
F [MHz] | Re(s11) | Im(s11) | Z | Re(s11) | Im(s11) | Z | Re(s11) | Im(s11) | Z | Re(s11) | Im(s11) | Z | z11 | z122 | z22 | Re(s11) | Im(s11) | Z | ZLoad | F [MHz] | ¦Z¦ | Rs | Xs
1 | -0.95824 | 0.24405 | 0.285237552812348+6.2668432383718i | -0.99802 | 0.039726 | 0.0297111689033698+0.99472403625324i | -0.89141 | 0.1186 | 2.66355935735223+3.30225415205955i | 0.8189 | -0.00055595 | 502.176594675015-1.69510191889788i | 0.285237552812348+6.2668432383718i | -2863.96947468119+273.343067861844i | 25.4581429671276+544.463164023519i | -0.97723 | 0.17322 | 0.190666235946096+4.39705304446404i | 43.0841600586745+990.709937157579i | 1 | 991.6463 | 43.0842 | 990.7099
1.25 | -0.92985 | 0.30723 | 0.53672350716899+8.04529768984425i | -0.99737 | 0.049518 | 0.034963657251978+1.24045370149499i | -0.87127 | 0.11872 | 3.22534461590671+3.37683932291317i | 0.81899 | -0.00076958 | 502.44553290555-2.34877339880593i | 0.53672350716899+8.04529768984425i | -4759.27204504272+698.916505174801i | 50.861789765941+703.145062140197i | -0.9619 | 0.21907 | 0.343164041992502+5.6215038201117i | 79.8546779294933+1270.85673494643i | 1.25 | 1273.3631 | 79.8547 | 1270.8567
1.5 | -0.88879 | 0.36761 | 1.0116778255312+9.92819085577085i | -0.99647 | 0.059191 | 0.0445242214673228+1.48371434135562i | -0.85756 | 0.11681 | 3.62192444484521+3.37190566121694i | 0.81903 | -0.000832 | 502.58119151495-2.54053830427252i | 1.0116778255312+9.92819085577085i | -7263.03269759996+1668.7874743334i | 97.8283684759331+871.297083269898i | -0.93919 | 0.26473 | 0.624507615983905+6.91095366579735i | 142.412476769576+1566.7103827789i | 1.5 | 1573.1696 | 142.4125 | 1566.7104
1.75 | -0.83598 | 0.41828 | 1.77918594684595+11.7965529228913i | -0.99589 | 0.068999 | 0.0431210480020183+1.73001127437983i | -0.84937 | 0.11529 | 3.8630384880789+3.35795986232448i | 0.81869 | -0.00092012 | 501.53801311138-2.79902053308685i | 1.77918594684595+11.7965529228913i | -10121.006832796+3547.46449264601i | 173.839161883241+1035.39063004097i | -0.90868 | 0.30691 | 1.07177896204631+8.21221246263525i | 242.379177425614+1870.42780677147i | 1.75 | 1886.0668 | 242.3792 | 1870.4278
2 | -0.77692 | 0.45491 | 2.81554318750467+13.5212882192959i | -0.99496 | 0.078661 | 0.0484585465020461+1.97338967140871i | -0.84417 | 0.11521 | 4.01414297961323+3.37430361162179i | 0.81865 | -0.00099037 | 501.417812337335-3.01142471866114i | 2.81554318750467+13.5212882192959i | -12941.0810257369+6463.07323226596i | 275.339689934976+1186.62016262011i | -0.87192 | 0.34209 | 1.69462455616151+9.44696816409175i | 386.979460785741+2171.85112001688i | 2 | 2206.0577 | 386.9795 | 2171.8511
2.25 | -0.71753 | 0.47831 | 4.03265294235916+15.0472890896818i | -0.99396 | 0.088364 | 0.0532502922070425+2.21816549154698i | -0.84099 | 0.11662 | 4.10134243956278+3.42725122790732i | 0.8186 | -0.0010914 | 501.23609824852-3.31653754558056i | 4.03265294235916+15.0472890896818i | -15369.9659073027+10329.5045406297i | 395.490486504296+1320.72792562941i | -0.83229 | 0.3693 | 2.4460214360045+10.5705940875308i | 573.362145358308+2455.98190381102i | 2.25 | 2522.0213 | 573.3621 | 2455.9819
2.5 | -0.66159 | 0.49106 | 5.3490592606652+16.3578296635044i | -0.99284 | 0.098003 | 0.058646176413291+2.46175766419777i | -0.83863 | 0.11972 | 4.15867156933073+3.52636736749806i | 0.8185 | -0.0011237 | 500.937532311095-3.41097631026319i | 5.3490592606652+16.3578296635044i | -17078.6629621611+14892.7628906486i | 527.378439090929+1429.80784481194i | -0.79245 | 0.38889 | 3.281502939388+11.5598666624419i | 796.802270837988+2700.37847698748i | 2.5 | 2815.4818 | 796.8023 | 2700.3785
2.75 | -0.61055 | 0.49608 | 6.71015310358195+17.4677101337292i | -0.99167 | 0.1075 | 0.0633471327742+2.70225608243015i | -0.83671 | 0.12344 | 4.20036543346979+3.64259677553002i | 0.81857 | -0.0013025 | 501.151611044225-3.95691100458227i | 6.71015310358195+17.4677101337292i | -18059.8578515112+19905.1939895489i | 663.118775192331+1521.62470640974i | -0.75412 | 0.40239 | 4.15859333534792+12.4237463103806i | 1036.9382963794+2918.86215341987i | 2.75 | 3097.5793 | 1036.9383 | 2918.8622
3 | -0.56445 | 0.49633 | 8.07484550923875+18.4244809106761i | -0.99036 | 0.11721 | 0.0685831023720505+2.94846703724184i | -0.83503 | 0.12787 | 4.23178964087221+3.77914278851331i | 0.81842 | -0.001377 | 500.689680611855-4.17599393266777i | 8.07484550923875+18.4244809106761i | -18369.2994722145+25116.1278266584i | 795.857530900044+1598.67675910728i | -0.71807 | 0.41096 | 5.054913310502+13.1689376924914i | 1286.97715228774+3093.38226750204i | 3 | 3350.4215 | 1286.9772 | 3093.3823
3.25 | -0.52308 | 0.49293 | 9.43142221818625+19.2344363219745i | -0.98903 | 0.12693 | 0.0719332403025155+3.19544782486035i | -0.83349 | 0.13304 | 4.25513133377736+3.93673130831381i | 0.81835 | -0.0013671 | 500.47867192697-4.14290147096164i | 9.43142221818625+19.2344363219745i | -17941.0140268995+30437.0064602994i | 928.696040257948+1660.52456389566i | -0.68471 | 0.41622 | 5.9428151435843+13.8210037543271i | 1534.90800661482+3241.27484013199i | 3.25 | 3586.3359 | 1534.908 | 3241.2748
3.5 | -0.48594 | 0.48732 | 10.7623379441366+19.9271474700742i | -0.98771 | 0.13627 | 0.0738596290410485+3.43286173043523i | -0.83193 | 0.13856 | 4.27669999660104+4.10523642102122i | 0.81834 | -0.001473 | 500.448446852835-4.46332698451302i | 10.7623379441366+19.9271474700742i | -16805.2206194223+35766.9234437061i | 1062.1855437327+1707.15896491033i | -0.65405 | 0.41865 | 6.8178219871825+14.3809161570915i | 1789.35783933137+3350.90252094911i | 3.5 | 3798.7299 | 1789.3578 | 3350.9025
3.75 | -0.45235 | 0.48014 | 12.0702795054689+20.5201041978966i | -0.98612 | 0.14574 | 0.079881653168798+3.67487578385184i | -0.83054 | 0.14425 | 4.29141599353489+4.27839236227269i | 0.81827 | -0.001646 | 500.229926069285-4.98376816083222i | 12.0702795054689+20.5201041978966i | -15145.9991358269+41078.8810678753i | 1193.77576864847+1748.85402704276i | -0.62557 | 0.41928 | 7.6797882544157+14.8771305000608i | 2039.98936281383+3451.20860389366i | 3.75 | 4009.0395 | 2039.9894 | 3451.2086
4 | -0.4218 | 0.47176 | 13.3579730782086+21.022584573645i | -0.98448 | 0.15536 | 0.0840228514502355+3.92084655079407i | -0.82908 | 0.15028 | 4.30581970407349+4.46180759982492i | 0.81833 | -0.0016586 | 500.406373787645-5.025079478257i | 13.3579730782086+21.022584573645i | -12954.0677145804+46259.0995172195i | 1321.10664806217+1782.88145710435i | -0.59935 | 0.41862 | 8.5164311352547+15.3161633303068i | 2272.51284526286+3536.16631806029i | 4 | 4203.4256 | 2272.5128 | 3536.1663
4.25 | -0.39398 | 0.46258 | 14.6210574322856+21.4438261819096i | -0.98274 | 0.16466 | 0.089852743698525+4.15984005616959i | -0.82745 | 0.15637 | 4.32323249874645+4.64842271927096i | 0.81831 | -0.0016353 | 500.33844887116-4.95332824286499i | 14.6210574322856+21.4438261819096i | -10217.6918332755+51224.8342451049i | 1445.19590126016+1806.18805537588i | -0.57502 | 0.4168 | 9.3359747549522+15.7022472750429i | 2497.63904937363+3602.7597330649i | 4.25 | 4383.8429 | 2497.639 | 3602.7597
4.5 | -0.3685 | 0.4531 | 15.8535507767201+21.8035585672351i | -0.98095 | 0.17406 | 0.0941049265869715+4.40149896177209i | -0.82595 | 0.16267 | 4.33487425135686+4.84049481118211i | 0.81811 | -0.001683 | 499.749934062258-5.08703020930875i | 15.8535507767201+21.8035585672351i | -7037.6115405567+55989.6784500664i | 1566.47258698215+1823.02280132753i | -0.55211 | 0.41414 | 10.1464771056156+16.0484592202171i | 2727.24053526304+3657.70772127268i | 4.5 | 4562.5285 | 2727.2405 | 3657.7077
4.75 | -0.34504 | 0.44319 | 17.0658123869536+22.0979109357761i | -0.97906 | 0.18356 | 0.0980779372254075+4.64658725230049i | -0.82439 | 0.16907 | 4.34601928373239+5.0364605566024i | 0.81804 | -0.0016975 | 499.535296658486-5.12677358344185i | 17.0658123869536+22.0979109357761i | -3457.54270334382+60562.5107309385i | 1684.90968721427+1836.34453345878i | -0.53082 | 0.41071 | 10.9381261838671+16.3493738221758i | 2946.61846211441+3702.1243350586i | 4.75 | 4731.626 | 2946.6185 | 3702.1243
5 | -0.32344 | 0.43288 | 18.2580222889229+22.3264998005541i | -0.97709 | 0.19294 | 0.102348096766212+4.88938806282794i | -0.82271 | 0.17567 | 4.35842478418297+5.23890663038305i | 0.818 | -0.0018109 | 499.39422432203-5.4665529243972i | 18.2580222889229+22.3264998005541i | 684.097110879353+64843.3403109523i | 1803.90471741304+1839.00921749486i | -0.51068 | 0.40679 | 11.7201131816947+16.6199589380407i | 3168.99907424651+3738.502035787i | 5 | 4900.9134 | 3168.9991 | 3738.502
5.25 | -0.30318 | 0.42245 | 19.4383046077996+22.5099672362072i | -0.97498 | 0.20224 | 0.108134821878826+5.13101459263485i | -0.8211 | 0.1822 | 4.36758909828803+5.43940375476085i | 0.81797 | -0.0019298 | 499.293380893267-5.82341170021135i | 19.4383046077996+22.5099672362072i | 5178.87396182215+69013.7402125785i | 1923.2304989834+1841.16377880934i | -0.49194 | 0.40225 | 12.4845479547429+16.8468784302032i | 3384.09859871589+3761.25605745188i | 5.25 | 5059.5623 | 3384.0986 | 3761.2561
5.5 | -0.28453 | 0.41189 | 20.59139441254+22.6352848998698i | -0.97286 | 0.21155 | 0.111693578988759+5.37344983502265i | -0.81935 | 0.1889 | 4.37852728027224+5.646037736674i | 0.81801 | -0.0020287 | 499.423237267194-6.1247596897362i | 20.59139441254+22.6352848998698i | 10088.7111314296+72782.2286582953i | 2039.29585855081+1834.99945653498i | -0.47413 | 0.39749 | 13.238699898185+17.0518792813999i | 3598.56724615439+3782.49927711714i | 5.5 | 5220.8224 | 3598.5672 | 3782.4993
5.75 | -0.26711 | 0.40104 | 21.7337733845814+22.7037195643985i | -0.9707 | 0.22085 | 0.113935691838689+5.6161850687193i | -0.81747 | 0.19547 | 4.39234791409393+5.84990276069525i | 0.81801 | -0.002074 | 499.420158744401-6.2612996692436i | 21.7337733845814+22.7037195643985i | 15274.62341237+76161.9361310911i | 2148.60676196096+1824.59945023895i | -0.45742 | 0.39217 | 13.981815493844+17.2167042516794i | 3797.16738882433+3791.70844686462i | 5.75 | 5366.147 | 3797.1674 | 3791.7084
6 | -0.25076 | 0.39016 | 22.8614489833137+22.7279666023807i | -0.96831 | 0.23003 | 0.120577579544988+5.8573694939537i | -0.81576 | 0.20226 | 4.39833350457694+6.0594225562401i | 0.8178 | -0.0021627 | 498.782049994911-6.5141245602522i | 22.8614489833137+22.7279666023807i | 20965.3722524787+79314.9728990579i | 2263.58523859477+1808.50318301027i | -0.4415 | 0.38644 | 14.7209860198773+17.3506577234512i | 4010.34528425054+3790.45486120578i | 6 | 5518.1897 | 4010.3453 | 3790.4549
6.25 | -0.23557 | 0.37928 | 23.9645453233682+22.7046258605384i | -0.96589 | 0.23926 | 0.125105277187035+6.100479741404i | -0.81384 | 0.20903 | 4.40910627296275+6.2701334321607i | 0.8179 | -0.0021471 | 499.072000548383-6.4741110142103i | 23.9645453233682+22.7046258605384i | 26854.580291178+82113.1555955453i | 2373.90717398316+1791.00070818597i | -0.42643 | 0.38049 | 15.448454870801+17.4580191623502i | 4217.86688746045+3790.04729929549i | 6.25 | 5670.5255 | 4217.8669 | 3790.0473
6.5 | -0.22137 | 0.36816 | 25.0552650360526+22.6242356360616i | -0.96336 | 0.24834 | 0.1311739899284+6.3409277795294i | -0.81197 | 0.21588 | 4.41613265238728+6.4831009660664i | 0.81784 | -0.0022209 | 498.893097459578-6.69224202009425i | 25.0552650360526+22.6242356360616i | 33247.203626303+84472.3245256859i | 2486.74813330362+1764.55137433328i | -0.41214 | 0.37416 | 16.1689472222426+17.5322046554936i | 4430.43552521796+3777.65542831754i | 6.5 | 5822.3225 | 4430.4355 | 3777.6554
6.75 | -0.20805 | 0.35697 | 26.1307555038123+22.4959034622776i | -0.96089 | 0.25736 | 0.133671006132915+6.5799927359536i | -0.80997 | 0.22252 | 4.42693528500433+6.69118084068895i | 0.81791 | -0.0022288 | 499.100428561019-6.72097561427025i | 26.1307555038123+22.4959034622776i | 39772.4502542685+86403.3061897763i | 2592.81833875594+1736.20395720105i | -0.39866 | 0.36762 | 16.8766490899716+17.5778668028856i | 4627.65967552662+3763.2714476942i | 6.75 | 5964.6832 | 4627.6597 | 3763.2714
7 | -0.19555 | 0.34572 | 27.1889981188077+22.3207513567034i | -0.9581 | 0.2666 | 0.140457712838431+6.82686134427245i | -0.80787 | 0.22945 | 4.43669568451132+6.9090447603671i | 0.81781 | -0.0022505 | 498.781427627135-6.77860340100515i | 27.1889981188077+22.3207513567034i | 46619.8204540334+87837.5391510165i | 2698.34927859605+1701.74107447101i | -0.38579 | 0.36092 | 17.5771637437953+17.6002989267064i | 4825.28099275795+3741.81926092402i | 7 | 6106.1074 | 4825.281 | 3741.8193
7.25 | -0.18388 | 0.33432 | 28.2294386295686+22.091163297908i | -0.95541 | 0.27557 | 0.144154607580427+7.0667415385684i | -0.80586 | 0.23613 | 4.44431166735951+7.1189445217934i | 0.81767 | -0.0023095 | 498.376053990157-6.94607895881815i | 28.2294386295686+22.091163297908i | 53684.0606920382+88784.0085057267i | 2800.99996747361+1662.81400643641i | -0.37357 | 0.3538 | 18.2730913760683+17.5855959923879i | 5023.89662363196+3713.49608931154i | 7.25 | 6247.3667 | 5023.8966 | 3713.4961
7.5 | -0.17299 | 0.32292 | 29.246370265334+21.8164299737854i | -0.95265 | 0.28464 | 0.146938243643528+7.3099841705502i | -0.80379 | 0.24296 | 4.45095190304218+7.3342042888344i | 0.8176 | -0.002551 | 498.131090503554-7.6659738738253i | 29.246370265334+21.8164299737854i | 61085.9742345395+89149.0850764042i | 2904.61890978058+1615.61188711782i | -0.36213 | 0.3465 | 18.9526368674893+17.5400145424994i | 5224.57237868228+3667.72739364622i | 7.5 | 6383.4458 | 5224.5724 | 3667.7274
7.75 | -0.16281 | 0.31132 | 30.246690691791+21.4846895322153i | -0.94962 | 0.29346 | 0.155680763440983+7.5496091506248i | -0.80164 | 0.24979 | 4.45811387751364+7.55045050081385i | 0.81762 | -0.0026223 | 498.198656467137-7.8821664041016i | 30.246690691791+21.4846895322153i | 68816.6896487436+89085.4046826329i | 3012.01279597492+1565.67574077852i | -0.35129 | 0.3388 | 19.6263531150101+17.4571585983956i | 5434.06846748538+3619.52206732946i | 7.75 | 6529.1684 | 5434.0685 | 3619.5221
8 | -0.15335 | 0.29982 | 31.2157600677103+21.112596418708i | -0.94674 | 0.30242 | 0.157511615985707+7.79192774671535i | -0.79936 | 0.25662 | 4.46746315146973+7.7680475094993i | 0.8175 | -0.0026672 | 497.817920678936-8.00607512607225i | 31.2157600677103+21.112596418708i | 76366.8114230306+88236.6316439065i | 3105.97151983871+1508.87498360801i | -0.34095 | 0.33108 | 20.289047053862+17.3545647054507i | 5627.33024140949+3562.78806761844i | 8 | 6660.3532 | 5627.3302 | 3562.7881
8.25 | -0.14463 | 0.28806 | 32.1609901097162+20.6771616259141i | -0.9437 | 0.31139 | 0.160887623026868+8.03589624725995i | -0.79719 | 0.26336 | 4.47268582369822+7.9824078364946i | 0.81763 | -0.0025435 | 498.223243766614-7.6460760808542i | 32.1609901097162+20.6771616259141i | 84096.6131203783+87140.2609263017i | 3203.78213620924+1457.50785474796i | -0.33136 | 0.32293 | 20.9378914844408+17.2063336514594i | 5826.88446850682+3514.05770924171i | 8.25 | 6804.4974 | 5826.8845 | 3514.0577
8.5 | -0.13654 | 0.27634 | 33.0748651262123+20.1989566555616i | -0.94045 | 0.32007 | 0.1694344061465+8.2753379478284i | -0.79479 | 0.27019 | 4.48220204544671+8.20185052765145i | 0.81768 | -0.0027636 | 498.356717908538-8.3120391861102i | 33.0748651262123+20.1989566555616i | 92158.1880732094+85045.4119364246i | 3303.47099404462+1387.49386931863i | -0.32234 | 0.3147 | 21.5700086354882+17.0330293130557i | 6034.0014580154+3435.13496010542i | 8.5 | 6943.2936 | 6034.0015 | 3435.135
8.75 | -0.12923 | 0.26447 | 33.9507603351011+19.6616577629056i | -0.93704 | 0.32885 | 0.17895654113255+8.5187882196622i | -0.79238 | 0.27698 | 4.49040722811777+8.42046080780705i | 0.81754 | -0.0027768 | 497.945052884936-8.3390101777583i | 33.9507603351011+19.6616577629056i | 99932.3326198854+82355.8927660256i | 3394.15035999806+1318.7130413913i | -0.31376 | 0.30617 | 22.1961616491205+16.8250849575904i | 6237.25705856618+3363.34424324019i | 8.75 | 7086.2868 | 6237.2571 | 3363.3442
9 | -0.12241 | 0.25252 | 34.8018555005836+19.0786516664228i | -0.93396 | 0.3376 | 0.178376987900756+8.7593299174117i | -0.78983 | 0.2837 | 4.50189685402626+8.63903746717845i | 0.81752 | -0.0028388 | 497.880163498393-8.52321398549525i | 34.8018555005836+19.0786516664228i | 107540.92121195+78766.6761882593i | 3475.3320845918+1239.14777098376i | -0.30589 | 0.29754 | 22.7968281792122+16.5865736699789i | 6418.32308197767+3268.20688925259i | 9 | 7202.5029 | 6418.3231 | 3268.2069
9.25 | -0.11629 | 0.2407 | 35.6025591123552+18.4583726532938i | -0.93051 | 0.34628 | 0.185052158233864+9.001748484389i | -0.78744 | 0.29042 | 4.50705114728095+8.8562449483618i | 0.81751 | -0.0029053 | 497.824520177705-8.721382223631i | 35.6025591123552+18.4583726532938i | 115154.508324083+74880.5492068138i | 3561.91748570396+1163.17713376117i | -0.2986 | 0.28871 | 23.3791962446068+16.3138556961306i | 6620.29472366979+3176.43243492282i | 9.25 | 7342.8894 | 6620.2947 | 3176.4324
9.5 | -0.11086 | 0.22876 | 36.3583411604347+17.7835412575138i | -0.92704 | 0.3548 | 0.191764354436758+9.24103700027355i | -0.78499 | 0.29718 | 4.5118500452574+9.0754645029114i | 0.81741 | -0.002921 | 497.548367506858-8.75981251772965i | 36.3583411604347+17.7835412575138i | 122586.887565767+70117.881588356i | 3644.13194319162+1078.00827152739i | -0.29203 | 0.27978 | 23.930897188392+16.0089690894503i | 6812.53410695232+3071.01651273493i | 9.5 | 7472.7347 | 6812.5341 | 3071.0165
9.75 | -0.10604 | 0.21677 | 37.0683571945492+17.0645515870677i | -0.92352 | 0.36346 | 0.195872921992977+9.48492849938175i | -0.78246 | 0.30383 | 4.51822055013948+9.2930372829721i | 0.81748 | -0.0029919 | 497.723400200613-8.9780011877385i | 37.0683571945492+17.0645515870677i | 129653.149939834+64792.351986768i | 3720.26875059496+992.450543930355i | -0.28595 | 0.27049 | 24.4685042668064+15.6637940113694i | 7008.86264644686+2957.07491379368i | 9.75 | 7607.1314 | 7008.8626 | 2957.0749
10 | -0.10184 | 0.20476 | 37.7272943995831+16.3028371430771i | -0.91991 | 0.37192 | 0.201754853911571+9.72494478706995i | -0.77977 | 0.31062 | 4.52611186469086+9.51641096691525i | 0.81741 | -0.0031062 | 497.519881627354-9.31429774665695i | 37.7272943995831+16.3028371430771i | 136406.675244005+58416.1762640203i | 3791.41347472251+892.10353683088i | -0.28044 | 0.26131 | 24.9752960445841+15.3008484444782i | 7197.57406483055+2825.37929375311i | 10 | 7732.2597 | 7197.5741 | 2825.3793
10.25 | -0.09811 | 0.19293 | 38.3386821947743+15.5205625435512i | -0.91622 | 0.38041 | 0.207277661978399+9.96722147696745i | -0.777 | 0.31727 | 4.53627447182423+9.73691063306295i | 0.81742 | -0.0030036 | 497.565656025273-9.0081385420951i | 38.3386821947743+15.5205625435512i | 142544.360648423+51892.31190228i | 3854.67691893943+799.497858614174i | -0.27554 | 0.25196 | 25.4540148606569+14.9046077102567i | 7375.29168678976+2691.09738110502i | 10.25 | 7850.9192 | 7375.2917 | 2691.0974
10.5 | -0.095027 | 0.1809 | 38.8958271672134+14.6857916149962i | -0.91258 | 0.3889 | 0.209484658158663+10.2093683847617i | -0.77432 | 0.3239 | 4.54201455413585+9.9565252971177i | 0.81733 | -0.0031869 | 497.255040861828-9.54728150409905i | 38.8958271672134+14.6857916149962i | 148255.321024045+44418.5425120757i | 3912.70784311405+695.429045114368i | -0.27129 | 0.24251 | 25.8985422187947+14.4783869245991i | 7545.54741886412+2539.25010470985i | 10.5 | 7961.3489 | 7545.5474 | 2539.2501
10.75 | -0.092635 | 0.16896 | 39.3845601828692+13.8217000476617i | -0.90872 | 0.39724 | 0.215966252463887+10.4509040297854i | -0.77168 | 0.33046 | 4.54594431570287+10.1742682384724i | 0.8172 | -0.0032434 | 496.878960874079-9.7031904125356i | 39.3845601828692+13.8217000476617i | 153421.387501367+36641.5918306849i | 3968.06768278246+593.997454395153i | -0.26767 | 0.23291 | 26.3086473304128+14.0202045756544i | 7719.82856383776+2385.65624917237i | 10.75 | 8080.0439 | 7719.8286 | 2385.6562
11 | -0.090803 | 0.15706 | 39.8136292564588+12.9315645716841i | -0.90484 | 0.40561 | 0.220659432237478+10.6938752397854i | -0.76874 | 0.33711 | 4.55574979873403+10.3979233057766i | 0.81716 | -0.0033242 | 496.742678529709-9.94030323976675i | 39.8136292564588+12.9315645716841i | 157800.152960545+28120.0239730287i | 4012.88209618485+483.430280709059i | -0.26462 | 0.22331 | 26.684209779237+13.5408290553475i | 7880.94056793379+2210.25375906317i | 11 | 8185.0135 | 7880.9406 | 2210.2538
11.25 | -0.089447 | 0.14521 | 40.1873864288337+12.0209702281365i | -0.90078 | 0.41389 | 0.228507359683956+10.9370139880549i | -0.76584 | 0.34369 | 4.56338814091356+10.6197141788995i | 0.81706 | -0.0032334 | 496.463959348404-9.6585893277062i | 40.1873864288337+12.0209702281365i | 161639.244949453+19498.3494410558i | 4055.39220869785+377.950585759033i | -0.26222 | 0.21375 | 27.0168478411998+13.0424612837528i | 8029.87769662921+2039.82028535437i | 11.25 | 8284.9142 | 8029.8777 | 2039.8203
11.5 | -0.088748 | 0.13347 | 40.4887583004288+11.0928762316183i | -0.89674 | 0.42206 | 0.234691772080834+11.1782713735977i | -0.76307 | 0.35031 | 4.56505107084199+10.8416689683889i | 0.81706 | -0.0034258 | 496.443230301436-10.233110829752i | 40.4887583004288+11.0928762316183i | 165006.668589858+10216.4085499103i | 4098.57356535307+262.49290401494i | -0.2603 | 0.20413 | 27.3175697894119+12.5230863126781i | 8200.03702419109+1848.63058152679i | 11.5 | 8405.8338 | 8200.037 | 1848.6306
11.75 | -0.08875 | 0.1218 | 40.7131988361238+10.1481748746019i | -0.89278 | 0.43018 | 0.237495065853666+11.4176283434604i | -0.76007 | 0.35682 | 4.57310321503744+11.0636690889195i | 0.81703 | -0.0033804 | 496.357923523822-10.0943177714442i | 40.7131988361238+10.1481748746019i | 167079.984500956+742.834939319747i | 4123.27657744236+147.672359881417i | -0.25908 | 0.19461 | 27.5701834044407+11.9894691718302i | 8336.70618564555+1654.45062077488i | 11.75 | 8499.2868 | 8336.7062 | 1654.4506
12 | -0.089149 | 0.11029 | 40.8829785470197+9.20266559993765i | -0.88852 | 0.43829 | 0.245135839350098+11.66088364098i | -0.75703 | 0.3633 | 4.58068698365783+11.2854916772158i | 0.81693 | -0.0034703 | 496.041163779196-10.3508722017572i | 40.8829785470197+9.20266559993765i | 168548.552842386-8810.23188989272i | 4145.52156835846+33.9674531668903i | -0.2584 | 0.18514 | 27.7824700514426+11.4436080532785i | 8466.28816730254+1450.86864817794i | 12 | 8589.7063 | 8466.2882 | 1450.8686
12.25 | -0.090164 | 0.098894 | 40.9806372728738+8.25329633876855i | -0.88425 | 0.44648 | 0.250067672567867+11.9070328730012i | -0.75398 | 0.36978 | 4.58691823445999+11.5080686157675i | 0.81698 | -0.0035134 | 496.18031765004-10.484801067014i | 40.9806372728738+8.25329633876855i | 169281.306852286-18362.8047632332i | 4163.06631298398-77.3879990381162i | -0.25842 | 0.17562 | 27.9465176541363+10.877682720693i | 8591.08585035168+1236.57779698173i | 12.25 | 8679.6245 | 8591.0859 | 1236.5778
12.5 | -0.091718 | 0.0876 | 41.0127596187715+7.30291037099285i | -0.87997 | 0.4544 | 0.256313250656002+12.1473115670964i | -0.75084 | 0.37624 | 4.59444287549706+11.731825070721i | 0.81713 | -0.0035249 | 496.631679564934-10.5366644139936i | 41.0127596187715+7.30291037099285i | 169299.105915763-28200.0406479958i | 4177.14913699844-195.410912435395i | -0.259 | 0.16635 | 28.0654307139309+10.3150037317844i | 8708.16289594138+1015.01797240452i | 12.5 | 8767.1183 | 8708.1629 | 1015.018
12.75 | -0.093849 | 0.07646 | 40.9758249657157+6.359226457587i | -0.87569 | 0.46228 | 0.260646845407528+12.3872378461755i | -0.7478 | 0.38265 | 4.597821566521+11.9533908494889i | 0.81711 | -0.0035933 | 496.578239214027-10.7390088443961i | 40.9758249657157+6.359226457587i | 168406.119385241-37923.0310157894i | 4182.42241948568-312.201533336818i | -0.26024 | 0.15708 | 28.1360623025982+9.73887301996795i | 8810.77786373746+778.673836048266i | 12.75 | 8845.1195 | 8810.7779 | 778.6738
13 | -0.096516 | 0.065532 | 40.8733675431693+5.4309820066596i | -0.87119 | 0.47026 | 0.26709833550801+12.6329250967636i | -0.74445 | 0.38904 | 4.6087690546649+12.1785003600537i | 0.81701 | -0.0035706 | 496.280796853323-10.6595562950857i | 40.8733675431693+5.4309820066596i | 166401.255932099-47252.6065055179i | 4173.0405291514-423.545586370371i | -0.26193 | 0.14812 | 28.1665266500223+9.1749608017758i | 8884.46800274833+552.171463463475i | 13 | 8901.6102 | 8884.468 | 552.1715
13.25 | -0.099751 | 0.054799 | 40.7044289232366+4.51968511517947i | -0.86677 | 0.47783 | 0.274569387256511+12.8685750107401i | -0.74127 | 0.39527 | 4.61511812590299+12.3978555160585i | 0.81719 | -0.0035358 | 496.821466019281-10.5764881624108i | 40.7044289232366+4.51968511517947i | 164100.880938336-56543.5992960037i | 4169.89124820348-537.465047805889i | -0.26425 | 0.13934 | 28.1491937959256+8.6130259805204i | 8971.83516329158+318.430238277018i | 13.25 | 8977.4843 | 8971.8352 | 318.4302
13.5 | -0.10337 | 0.044324 | 40.4853751682728+3.63493849515905i | -0.8621 | 0.48566 | 0.28233463991375+13.1143161911402i | -0.73788 | 0.40168 | 4.62348389532164+12.6251346276857i | 0.81694 | -0.0036542 | 496.04004373731-10.8997777263876i | 40.4853751682728+3.63493849515905i | 160618.288401531-65449.9050105858i | 4148.40235594465-649.842198508829i | -0.26711 | 0.13073 | 28.0884291522798+8.0566333422812i | 9016.18404000989+65.8176194101644i | 13.5 | 9016.4243 | 9016.184 | 65.8176
13.75 | -0.1076 | 0.033987 | 40.200491539443+2.76780201515754i | -0.85761 | 0.49341 | 0.284949409431536+13.3563800751735i | -0.73473 | 0.40795 | 4.62488160861476+12.8459955257366i | 0.81692 | -0.0038654 | 495.964407038278-11.5270513470459i | 40.200491539443+2.76780201515754i | 156726.332806329-74077.2113463448i | 4128.25082718907-760.728868780591i | -0.2705 | 0.12236 | 27.9860500515873+7.5104695598932i | 9068.25394742071-180.008082579684i | 13.75 | 9070.0404 | 9068.2539 | -180.0081
14 | -0.11238 | 0.024048 | 39.8551714148874+1.94254495334245i | -0.85291 | 0.50114 | 0.290416702848584+13.6017388223575i | -0.73128 | 0.4143 | 4.63208319698767+13.0736484010167i | 0.817 | -0.0038407 | 496.212271965226-11.4636362662388i | 39.8551714148874+1.94254495334245i | 152180.62964662-82096.4087934624i | 4101.65173039978-866.287591949131i | -0.2745 | 0.11422 | 27.837101176487+6.9759654809942i | 9105.34617869032-433.424766136865i | 14 | 9115.6561 | 9105.3462 | -433.4248
14.25 | -0.11753 | 0.014279 | 39.4688264177941+1.14317003862374i | -0.84814 | 0.50865 | 0.298480793684962+13.8433662205489i | -0.72785 | 0.42049 | 4.63946367577073+13.2971114481359i | 0.81693 | -0.0039715 | 495.992633287456-11.8448847855352i | 39.4688264177941+1.14317003862374i | 147029.36931685-89735.9836112792i | 4068.65488297742-971.736853337602i | -0.27893 | 0.10642 | 27.6525428023492+6.4616754313773i | 9120.48266135826-686.10118554937i | 14.25 | 9146.2527 | 9120.4827 | -686.1012
14.5 | -0.12322 | 0.0048069 | 39.0281974010801+0.38100314704064i | -0.8435 | 0.51608 | 0.3024026496094+14.0819288815054i | -0.72452 | 0.42664 | 4.64283726006045+13.518493899847i | 0.81683 | -0.0040504 | 495.684245525492-12.0669455674879i | 39.0281974010801+0.38100314704064i | 141350.744023369-96755.525483998i | 4029.60170337494-1072.83148281953i | -0.28388 | 0.098921 | 27.429142374986+5.96576189787685i | 9123.85748449243-935.662237434305i | 14.5 | 9171.7086 | 9123.8575 | -935.6622
14.75 | -0.12932 | -0.0043171 | 38.5473910309082-0.338492922021996i | -0.8386 | 0.5237 | 0.307754549735964+14.3293823630911i | -0.72097 | 0.43275 | 4.65124832026107+13.7424941057351i | 0.81672 | -0.0040765 | 495.340059294125-12.1293929512928i | 38.5473910309082-0.338492922021996i | 135272.08276409-102870.910040429i | 3983.30020793503-1162.2589401224i | -0.28936 | 0.09182 | 27.1662827919146+5.4952569479173i | 9098.38100464219-1171.05108648688i | 14.75 | 9173.4343 | 9098.381 | -1171.0511
15 | -0.13582 | -0.013191 | 38.0305082030661-1.02238980334542i | -0.8337 | 0.53104 | 0.314576697749181+14.5712034582388i | -0.71743 | 0.43903 | 4.65498036557407+13.9716696045497i | 0.81681 | -0.0040897 | 495.610677819333-12.180746154223i | 38.0305082030661-1.02238980334542i | 129052.993216881-109051.237956073i | 3943.11412055179-1261.10951732622i | -0.29534 | 0.084902 | 26.8696128582534+5.0383330565582i | 9084.18305113675-1435.48419268026i | 15 | 9196.9015 | 9084.1831 | -1435.4842
15.25 | -0.14288 | -0.021729 | 37.4665137528537-1.6629699877285i | -0.82872 | 0.53835 | 0.322131515560745+14.8140758771645i | -0.71374 | 0.44498 | 4.66633085613141+14.194400588655i | 0.81677 | -0.0042188 | 495.468944123895-12.5590144070144i | 37.4665137528537-1.6629699877285i | 122174.270720233-114157.94552368i | 3887.52460086905-1348.87219429798i | -0.30154 | 0.078497 | 26.553743003705+4.61704348777194i | 9045.1083406738-1669.68625747373i | 15.25 | 9197.9257 | 9045.1083 | -1669.6863
15.5 | -0.15022 | -0.029847 | 36.8816675166289-2.25446494942953i | -0.82382 | 0.54563 | 0.325771612608186+15.0558841775282i | -0.7101 | 0.45105 | 4.67277488232511+14.4202672267588i | 0.8166 | -0.0042194 | 494.957371340699-12.5373178661925i | 36.8816675166289-2.25446494942953i | 115175.191729248-118611.319786727i | 3828.60983629874-1431.69099143144i | -0.30848 | 0.072455 | 26.1911908717466+4.219002780443i | 8970.40217426193-1913.09238445566i | 15.5 | 9172.1338 | 8970.4022 | -1913.0924
15.75 | -0.15808 | -0.037742 | 36.2582647184455-2.81115259205743i | -0.81883 | 0.55284 | 0.330566853838174+15.2980598541558i | -0.70666 | 0.45696 | 4.67434958810442+14.6392967340851i | 0.81662 | -0.0042895 | 495.011157810388-12.7485202537062i | 36.2582647184455-2.81115259205743i | 108374.001766809-122593.763424997i | 3776.82233202342-1508.5432316601i | -0.31566 | 0.066811 | 25.8120314503603+3.84981430797575i | 8918.88611560791-2131.81867745354i | 15.75 | 9170.1243 | 8918.8861 | -2131.8187
16 | -0.16631 | -0.045103 | 35.6122042006465-3.31074654518383i | -0.81353 | 0.55989 | 0.342827802135041+15.542326024965i | -0.70284 | 0.46298 | 4.68309495903932+14.8674312878147i | 0.81668 | -0.0042549 | 495.192721090497-12.6537324171336i | 35.6122042006465-3.31074654518383i | 101394.416922178-126091.719790585i | 3722.30591394888-1585.364471286i | -0.3231 | 0.06163 | 25.4166297363773+3.51291508028718i | 8862.60652803605-2359.14457440242i | 16 | 9171.2244 | 8862.6065 | -2359.1446
16.25 | -0.17488 | -0.052165 | 34.9478210263143-3.77171458218954i | -0.80853 | 0.56696 | 0.345767697665776+15.7829639042506i | -0.69913 | 0.46874 | 4.69153984277475+15.0877249251192i | 0.81651 | -0.0044444 | 494.661363498606-13.1922191136307i | 34.9478210263143-3.77171458218954i | 93993.7273148807-128646.683134045i | 3651.36796161003-1654.391895919i | -0.33112 | 0.056871 | 24.9875829780568+3.20377620933297i | 8749.05379154228-2577.19927486724i | 16.25 | 9120.74 | 8749.0538 | -2577.1993
16.5 | -0.18379 | -0.058684 | 34.2673714486202-4.17741019661009i | -0.80339 | 0.57398 | 0.350589001689926+16.0253788023217i | -0.6953 | 0.47476 | 4.69715553209287+15.3175664556582i | 0.81644 | -0.0044769 | 494.451262216223-13.2785262454811i | 34.2673714486202-4.17741019661009i | 86758.7891043862-130907.655029945i | 3585.03419116268-1724.21914736262i | -0.33934 | 0.052631 | 24.5482849973847+2.92943457942886i | 8649.10005727562-2799.00041423348i | 16.5 | 9090.728 | 8649.1001 | -2799.0004
16.75 | -0.19305 | -0.064983 | 33.5708345132611-4.55196534620903i | -0.79801 | 0.58105 | 0.357919333102486+16.2737572549878i | -0.69158 | 0.48077 | 4.69800950208865+15.5458230776924i | 0.81647 | -0.0045294 | 494.55304239443-13.4394848713739i | 33.5708345132611-4.55196534620903i | 79931.1200044266-132847.187804629i | 3527.69023826911-1787.87345697859i | -0.34794 | 0.048854 | 24.0902020011431+2.68527015146644i | 8557.53621443921-2999.10229233279i | 16.75 | 9067.8576 | 8557.5362 | -2999.1023
17 | -0.20266 | -0.070763 | 32.8620800321061-4.87547681091777i | -0.7927 | 0.5877 | 0.368640549863513+16.5122048921602i | -0.6877 | 0.48651 | 4.70614804070537+15.7701330959731i | 0.81631 | -0.0045479 | 494.062181366967-13.470234944426i | 32.8620800321061-4.87547681091777i | 72885.9933796758-134005.195814078i | 3459.01501702439-1847.29239441078i | -0.35667 | 0.045475 | 23.6271642842176+2.46796669933418i | 8444.99762516548-3197.55616757895i | 17 | 9030.0803 | 8444.9976 | -3197.5562
17.25 | -0.21241 | -0.076125 | 32.1563958426082-5.15843609682375i | -0.78728 | 0.59467 | 0.374242292293408+16.7608553463586i | -0.68366 | 0.49227 | 4.71673457424257+15.9981642267549i | 0.81646 | -0.0046788 | 494.499526888825-13.8805868716338i | 32.1563958426082-5.15843609682375i | 66097.1946232339-134756.656264617i | 3390.99365558236-1901.33365098308i | -0.36575 | 0.042773 | 23.1482529671018+2.29090873534467i | 8313.25891651955-3379.18237874982i | 17.25 | 8973.8034 | 8313.2589 | -3379.1824
17.5 | -0.22267 | -0.080968 | 31.4313418923524-5.39261555766005i | -0.78212 | 0.6014 | 0.375928327075527+17.0000921165461i | -0.67975 | 0.49787 | 4.7250668323293+16.2201476911864i | 0.8165 | -0.0046752 | 494.615006809652-13.8757923029496i | 31.4313418923524-5.39261555766005i | 59405.5329126479-134793.267265514i | 3317.64942307173-1948.198610912i | -0.37507 | 0.040448 | 22.6608201974243+2.13732385508006i | 8177.4801963177-3551.54694217311i | 17.5 | 8915.4174 | 8177.4802 | -3551.5469
17.75 | -0.23299 | -0.085432 | 30.7160084776602-5.5926980230857i | -0.77656 | 0.60802 | 0.386671325110747+17.2445666459713i | -0.67589 | 0.50368 | 4.72654924700195+16.4477549202049i | 0.81639 | -0.0047363 | 494.271860520089-14.039732805549i | 30.7160084776602-5.5926980230857i | 53132.1027998724-134896.641917257i | 3255.2388916599-1996.6110529495i | -0.3845 | 0.038641 | 22.1722632331262+2.01430126071449i | 8055.19173457465-3721.98223905868i | 17.75 | 8873.5148 | 8055.1917 | -3721.9822
18 | -0.24358 | -0.089421 | 29.9994686464637-5.75248407806185i | -0.77116 | 0.61459 | 0.392520984058117+17.4863167148459i | -0.67203 | 0.50942 | 4.72762171801715+16.6738693029956i | 0.81635 | -0.0047453 | 494.145655107801-14.0599704404442i | 29.9994686464637-5.75248407806185i | 47039.7242714905-134548.541532445i | 3190.31996127146-2040.37687963109i | -0.39415 | 0.037364 | 21.6770542845073+1.92101498723277i | 7921.6259575655-3881.10609001288i | 18 | 8821.2892 | 7921.626 | -3881.1061
18.25 | -0.25445 | -0.092879 | 29.2813530392103-5.8699233142995i | -0.76552 | 0.62117 | 0.401449939723258+17.7330854738084i | -0.66779 | 0.51496 | 4.74056341740808+16.9021768496665i | 0.81646 | -0.0048246 | 494.475816922082-14.3125007770697i | 29.2813530392103-5.8699233142995i | 41030.0853033355-133661.436178051i | 3119.54452140607-2078.63576334076i | -0.40375 | 0.036658 | 21.1893132555481+1.85908008424734i | 7782.0848041683-4026.46349367632i | 18.25 | 8762.0347 | 7782.0848 | -4026.4635
18.5 | -0.26549 | -0.095938 | 28.5692914386508-5.95642416799965i | -0.75988 | 0.62784 | 0.406794235110771+17.9826325593117i | -0.66374 | 0.5205 | 4.74698104010954+17.1276322860082i | 0.81648 | -0.0048931 | 494.516819299771-14.5183444893261i | 28.5692914386508-5.95642416799965i | 35488.035230617-132454.569236369i | 3052.44827750352-2108.54301501944i | -0.41379 | 0.036433 | 20.6851384279017+1.82154798969373i | 7627.9372402659-4155.01224302785i | 18.5 | 8686.1702 | 7627.9372 | -4155.0122
18.75 | -0.27669 | -0.098373 | 27.865221135552-5.9997611844422i | -0.75434 | 0.63416 | 0.41411148451442+18.223743261153i | -0.65968 | 0.52611 | 4.75102941007053+17.355802745553i | 0.81641 | -0.004782 | 494.336840397357-14.1788602039727i | 27.865221135552-5.9997611844422i | 30145.4952577599-131090.821197338i | 2986.55687446166-2140.02086686403i | -0.42368 | 0.036874 | 20.1934495949995+1.81802145792638i | 7483.30285409014-4278.27942833556i | 18.75 | 8619.9476 | 7483.3029 | -4278.2794
19 | -0.2881 | -0.10047 | 27.164516535159-6.0188629883976i | -0.74889 | 0.64052 | 0.416607362610724+18.4647936724272i | -0.65558 | 0.53163 | 4.75575242400973+17.582768844666i | 0.81635 | -0.0049176 | 494.134347841267-14.5704561969456i | 27.164516535159-6.0188629883976i | 24793.8410751382-129402.271841965i | 2913.85196280579-2170.65642213806i | -0.43376 | 0.037686 | 19.6983435118113+1.83198650037857i | 7318.19090735708-4401.92676769109i | 19 | 8540.0748 | 7318.1909 | -4401.9268
19.25 | -0.29954 | -0.10203 | 26.4791235058835-6.00458192125715i | -0.74325 | 0.64691 | 0.420515678742771+18.7107797232822i | -0.65144 | 0.53715 | 4.75997095834803+17.8113735007884i | 0.81633 | -0.0049864 | 494.066183271444-14.7709547499325i | 26.4791235058835-6.00458192125715i | 19922.058500935-127569.75830239i | 2846.78921895795-2195.44856768912i | -0.44374 | 0.039051 | 19.213782230429+1.8721206423885i | 7164.47396713836-4509.53803269415i | 19.25 | 8465.5549 | 7164.474 | -4509.538
19.5 | -0.31111 | -0.10318 | 25.8018320157499-5.9652819464511i | -0.7373 | 0.65306 | 0.434083667124939+18.9583582641409i | -0.64699 | 0.54249 | 4.77422736580228+18.0417906827139i | 0.81634 | -0.0051122 | 494.051006007314-15.1433948123126i | 25.8018320157499-5.9652819464511i | 15171.0154245224-125552.476620844i | 2778.56415592723-2219.374874062i | -0.45374 | 0.040971 | 18.73342539409+1.93710780606762i | 7001.68831908881-4608.9122164587i | 19.5 | 8382.4645 | 7001.6883 | -4608.9122
19.75 | -0.32279 | -0.10371 | 25.1359386842371-5.8909635162637i | -0.73171 | 0.65899 | 0.441725781801232+19.1953154585176i | -0.64294 | 0.5478 | 4.77668295305795+18.2639855578645i | 0.81627 | -0.0051068 | 493.847538428763-15.1160852429646i | 25.1359386842371-5.8909635162637i | 10901.2088998495-123435.572039751i | 2716.21869652967-2239.21905430061i | -0.46385 | 0.043268 | 18.2535282979494+2.01739689209602i | 6847.98928216881-4705.7850417826i | 19.75 | 8308.9933 | 6847.9893 | -4705.785
20 | -0.33451 | -0.10381 | 24.4829334241632-5.7938652724757i | -0.72597 | 0.66524 | 0.444597997366699+19.4428485971656i | -0.63877 | 0.55306 | 4.78200689462334+18.4881152213595i | 0.81623 | -0.0051368 | 493.726102611426-15.1982759570817i | 24.4829334241632-5.7938652724757i | 7001.01758577521-121007.993864646i | 2652.54680516044-2249.17525099141i | -0.4737 | 0.04612 | 17.7898764651032+2.12148686833276i | 6697.67060046033-4772.6879713771i | 20 | 8224.1925 | 6697.6706 | -4772.688
20.25 | -0.34638 | -0.10348 | 23.8370851011531-5.675190645265i | -0.72011 | 0.67124 | 0.452758205207624+19.6883450150321i | -0.63448 | 0.55847 | 4.78548613247197+18.7190981251842i | 0.81624 | -0.0052453 | 493.755633549472-15.5213362018774i | 23.8370851011531-5.675190645265i | 3055.15883163216-118770.617522579i | 2591.20507280359-2268.54916506405i | -0.48372 | 0.049627 | 17.3230024335641+2.25181938505618i | 6541.41090029688-4850.83839375319i | 20.25 | 8143.7516 | 6541.4109 | -4850.8384
20.5 | -0.35807 | -0.10258 | 23.2161375499123-5.53030034692005i | -0.71427 | 0.67705 | 0.462334561456689+19.9301443642699i | -0.63003 | 0.5637 | 4.79556867128697+18.9495028767625i | 0.81606 | -0.0053081 | 493.202327513533-15.6755737963341i | 23.2161375499123-5.53030034692005i | -651.223705352699-116187.257623623i | 2524.38909204116-2281.60491424301i | -0.49333 | 0.053401 | 16.8788635066804+2.39155387949906i | 6378.83551501178-4922.94546972582i | 20.5 | 8057.601 | 6378.8355 | -4922.9455
20.75 | -0.36997 | -0.10125 | 22.5975223618074-5.36558264239195i | -0.70832 | 0.68289 | 0.471856307313885+20.175879734082i | -0.62564 | 0.56879 | 4.80493899177655+19.175681796886i | 0.81615 | -0.0053532 | 493.451721544467-15.8234286965682i | 22.5975223618074-5.36558264239195i | -3959.33574101971-113651.103037312i | 2465.35102032763-2290.66246331236i | -0.50314 | 0.05775 | 16.4293825252375+2.55217151070929i | 6225.01765808639-4979.42244558548i | 20.75 | 7971.5427 | 6225.0177 | -4979.4224
21 | -0.38167 | -0.099334 | 22.0040691020922-5.17668623574225i | -0.70253 | 0.68883 | 0.473833916356795+20.4211428720666i | -0.62129 | 0.57386 | 4.8123280517682+19.4009707049285i | 0.81592 | -0.0053114 | 492.799596849871-15.6620428120961i | 22.0040691020922-5.17668623574225i | -6869.56652860295-110773.43691397i | 2402.26707887474-2288.90276081467i | -0.51256 | 0.062525 | 16.0004915559715+2.72826594895537i | 6066.28543862414-5011.73321045917i | 21 | 7868.754 | 6066.2854 | -5011.7332
21.25 | -0.39346 | -0.097026 | 21.4174144022176-4.97276464005029i | -0.69642 | 0.69456 | 0.484838893726641+20.6700219939472i | -0.6171 | 0.57922 | 4.80750322492543+19.6310605572338i | 0.816 | -0.0054455 | 493.013218971927-16.0708541732578i | 21.4174144022176-4.97276464005029i | -9699.35800610504-108596.072413528i | 2356.13209801652-2301.59350066762i | -0.52202 | 0.067743 | 15.5724285386001+2.91852537733185i | 5942.30265445782-5074.08166730425i | 21.25 | 7813.9149 | 5942.3027 | -5074.0817
21.5 | -0.4052 | -0.094274 | 20.8455472940475-4.75302062407868i | -0.69058 | 0.70025 | 0.488882434426141+20.9128832777849i | -0.61247 | 0.58415 | 4.82198865375399+19.8603113568452i | 0.81597 | -0.005426 | 492.913878504579-16.0072912873344i | 20.8455472940475-4.75302062407868i | -12456.3815340252-105676.603394695i | 2291.15727061084-2302.537345207i | -0.53113 | 0.073406 | 15.1614136071376+3.12398065724915i | 5780.47320540869-5103.40384326803i | 21.5 | 7710.9404 | 5780.4732 | -5103.4038
21.75 | -0.41683 | -0.090966 | 20.290536741182-4.51294603076981i | -0.68455 | 0.70578 | 0.498598745959505+21.157474222585i | -0.60798 | 0.58918 | 4.82870928234031+20.0898196716357i | 0.81606 | -0.0053963 | 493.198696863182-15.9361872587813i | 20.290536741182-4.51294603076981i | -14900.041929987-103145.834151435i | 2239.37919378776-2307.00142408016i | -0.54012 | 0.07942 | 14.7575970411653+3.33938246910592i | 5644.81231601668-5145.92137939714i | 21.75 | 7638.3515 | 5644.8123 | -5145.9214
22 | -0.4285 | -0.087284 | 19.7431678986036-4.26144311805545i | -0.6787 | 0.71138 | 0.50098848847+21.4008297367475i | -0.60353 | 0.59407 | 4.83604244263841+20.3154799524081i | 0.81614 | -0.0055859 | 493.394393585647-16.5092528327766i | 19.7431678986036-4.26144311805545i | -17262.6273416471-100377.181101813i | 2180.8963094005-2307.97270908702i | -0.54899 | 0.085984 | 14.3600866911613+3.5726291317766i | 5494.07917946804-5169.3190231422i | 22 | 7543.6573 | 5494.0792 | -5169.319
22.25 | -0.43986 | -0.083087 | 19.2206922836959-3.99437483793708i | -0.67241 | 0.71676 | 0.51530646439518+21.6498868064734i | -0.59914 | 0.59906 | 4.83778734606978+20.5430952042495i | 0.8161 | -0.0055797 | 493.287908753349-16.4844175389073i | 19.2206922836959-3.99437483793708i | -19169.297168107-98006.9346348312i | 2138.66444436794-2307.48857419053i | -0.55741 | 0.092906 | 13.9813384991137+3.8167277725693i | 5379.71986985652-5189.63128184808i | 22.25 | 7474.8685 | 5379.7199 | -5189.6313
22.5 | -0.45118 | -0.078513 | 18.7082990554006-3.71731518425817i | -0.66632 | 0.72227 | 0.52056894063959+21.8982640186506i | -0.59465 | 0.60405 | 4.84050962749625+20.7735937451494i | 0.81596 | -0.0056737 | 492.835929027984-16.7346052118581i | 18.7082990554006-3.71731518425817i | -21067.1823473796-95374.6398545285i | 2087.14670542844-2304.36496743051i | -0.56578 | 0.10022 | 13.6052454991504+4.07101736217563i | 5240.5087941616-5201.81179826337i | 22.5 | 7383.8864 | 5240.5088 | -5201.8118
22.75 | -0.46231 | -0.073391 | 18.2129250341113-3.42348677984153i | -0.66036 | 0.72742 | 0.52930150047202+22.1372910950441i | -0.58983 | 0.60876 | 4.85681914322647+21.0050832728763i | 0.81585 | -0.0057791 | 492.489942551441-17.0243448206132i | 18.2129250341113-3.42348677984153i | -23021.3058019839-92509.4996778558i | 2026.27864849311-2302.482924591i | -0.57379 | 0.10776 | 13.2444048440982+4.3304060680764i | 5082.95020525015-5221.9508071567i | 22.75 | 7287.3282 | 5082.9502 | -5221.9508
23 | -0.47334 | -0.067968 | 17.7288613358265-3.12444873519545i | -0.65426 | 0.73292 | 0.531182608068705+22.3878214400399i | -0.58518 | 0.61368 | 4.86179001379988+21.2389448935335i | 0.81583 | -0.0058492 | 492.439854781766-17.2280520880942i | 17.7288613358265-3.12444873519545i | -24635.5149618392-89915.490667675i | 1975.70603170648-2297.44637200165i | -0.5816 | 0.11583 | 12.8898095494961+4.60570858576339i | 4947.89874181461-5223.6420864905i | 23 | 7195.0079 | 4947.8987 | -5223.6421
23.25 | -0.48414 | -0.062168 | 17.2612916787158-2.81746313670167i | -0.64798 | 0.73811 | 0.541472505174525+22.6369498122494i | -0.58083 | 0.61842 | 4.86192885283011+21.4621161705142i | 0.81591 | -0.0058399 | 492.678925659801-17.2157320670504i | 17.2612916787158-2.81746313670167i | -25867.3759642869-87680.7647925214i | 1940.05858033012-2290.55781920464i | -0.5891 | 0.12404 | 12.5475240588298+4.88236847550911i | 4847.01791183882-5223.90227301411i | 23.25 | 7126.2008 | 4847.0179 | -5223.9023
23.5 | -0.49482 | -0.055784 | 16.8048347475245-2.49305023160123i | -0.6418 | 0.74307 | 0.55336975066337+22.8800394347865i | -0.576 | 0.62309 | 4.87427321890052+21.6950798581587i | 0.81592 | -0.0057979 | 492.717620488085-17.0942316585023i | 16.8048347475245-2.49305023160123i | -27272.6649077241-85162.0347601526i | 1891.83391106218-2286.58544371454i | -0.59626 | 0.13262 | 12.216880884835+5.16905183888995i | 4720.67186226922-5232.30895139019i | 23.5 | 7047.1129 | 4720.6719 | -5232.309
23.75 | -0.50535 | -0.049165 | 16.3590992225498-2.16731094051871i | -0.63577 | 0.74818 | 0.556659903128435+23.1241606339198i | -0.5714 | 0.62778 | 4.87883656368604+21.9241702006471i | 0.81598 | -0.0058643 | 492.879092542204-17.3007069151175i | 16.3590992225498-2.16731094051871i | -28512.7639653093-82727.3250998682i | 1845.92935384364-2280.72733520421i | -0.60333 | 0.14145 | 11.8883593037597+5.45998182870675i | 4595.88666220932-5233.39985406831i | 23.75 | 6964.9586 | 4595.8867 | -5233.3999
24 | -0.5154 | -0.04211 | 15.9384318613089-1.83232299844557i | -0.62954 | 0.75331 | 0.56163802977282+23.3738259496134i | -0.56662 | 0.63235 | 4.88893383518675+22.1552553714343i | 0.81578 | -0.0059835 | 492.263651965829-17.6130151733225i | 15.9384318613089-1.83232299844557i | -29508.973080269-80183.4011901854i | 1797.85389903268-2267.47060579117i | -0.60975 | 0.15062 | 11.5823611524963+5.7619962980953i | 4469.61132549368-5213.18599357073i | 24 | 6866.9304 | 4469.6113 | -5213.186
24.25 | -0.52547 | -0.034658 | 15.5197058633871-1.48856646007387i | -0.62322 | 0.7582 | 0.572289860069665+23.6220580380058i | -0.56208 | 0.63695 | 4.89078930015194+22.3820984700546i | 0.81597 | -0.0059324 | 492.829111880988-17.4987944140718i | 15.5197058633871-1.48856646007387i | -30372.6383364106-78113.0804783466i | 1765.2587946992-2260.34585076268i | -0.6161 | 0.16 | 11.276901642777+6.06675429886485i | 4378.56181286046-5209.84213219782i | 24.25 | 6805.458 | 4378.5618 | -5209.8421
24.5 | -0.5352 | -0.026917 | 15.1179431708546-1.14171951363718i | -0.61684 | 0.76294 | 0.585566680396705+23.8696996129706i | -0.5573 | 0.6416 | 4.8957278105025+22.6169778889127i | 0.81603 | -0.0059088 | 493.016773100026-17.4409993874879i | 15.1179431708546-1.14171951363718i | -31312.0055602826-76035.8425457932i | 1728.96009867287-2256.48550230146i | -0.62197 | 0.16963 | 10.9863445374613+6.3781649334702i | 4280.54147565865-5209.16831818522i | 24.5 | 6742.2897 | 4280.5415 | -5209.1683
24.75 | -0.54477 | -0.01875 | 14.7252141703315-0.78561495112808i | -0.61068 | 0.76784 | 0.58873597854506+24.1165839402225i | -0.55243 | 0.64601 | 4.90726228596948+22.8485038160508i | 0.81601 | -0.0060023 | 492.938226891877-17.7125233512706i | 14.7252141703315-0.78561495112808i | -32091.6875869561-73622.0205821125i | 1682.62787985566-2243.90304483657i | -0.62781 | 0.17947 | 10.6945878678595+6.69168197439645i | 4153.95658167685-5194.18306945892i | 24.75 | 6650.9317 | 4153.9566 | -5194.1831
25 | -0.55401 | -0.010406 | 14.3468982782761-0.430871906317861i | -0.60447 | 0.77265 | 0.593290182396715+24.3638886975725i | -0.5477 | 0.65046 | 4.91276598278987+23.0786289583931i | 0.81599 | -0.0059862 | 492.873111853097-17.6605554489763i | 14.3468982782761-0.430871906317861i | -32720.4557251919-71468.9703325351i | 1644.43687190607-2231.81812012007i | -0.63307 | 0.18949 | 10.4209741331563+7.01080041741655i | 4053.86570878708-5171.29733784293i | 25 | 6570.8556 | 4053.8657 | -5171.2973
25.25 | -0.56296 | -0.0016865 | 13.9811339919201-0.0690366806454765i | -0.59796 | 0.77726 | 0.60675307125812+24.6154842617004i | -0.54302 | 0.65498 | 4.91355330698691+23.3094918204294i | 0.816 | -0.0061279 | 492.889127191157-18.0808075303862i | 13.9811339919201-0.0690366806454765i | -33315.7019915347-69588.7110291065i | 1614.04172555065-2224.16756554134i | -0.63803 | 0.1998 | 10.1539608735058+7.33729941991625i | 3967.05842015294-5158.09779454714i | 25.25 | 6507.1903 | 3967.0584 | -5158.0978
25.5 | -0.57168 | 0.0072906 | 13.6246174983557+0.295135003983882i | -0.59174 | 0.78176 | 0.615204804739715+24.8590825954391i | -0.5381 | 0.65931 | 4.92349135206836+23.5430378030309i | 0.81612 | -0.0060643 | 493.23622122272-17.9156001935485i | 13.6246174983557+0.295135003983882i | -33929.3186793138-67554.9509935674i | 1576.44937148377-2216.1746983402i | -0.6427 | 0.21023 | 9.8942599426161+7.66521308467405i | 3865.39560054857-5141.86759024568i | 25.5 | 6432.7355 | 3865.3956 | -5141.8676
25.75 | -0.58018 | 0.016736 | 13.2766666310807+0.670164573834465i | -0.58547 | 0.78646 | 0.617751929898015+25.108606532588i | -0.53319 | 0.66374 | 4.92915823368062+23.7795688495669i | 0.81607 | -0.0061649 | 493.077294493778-18.2028191034085i | 13.2766666310807+0.670164573834465i | -34421.6107282326-65459.7479478673i | 1536.65504375973-2204.47751715335i | -0.64697 | 0.22069 | 9.6466553400072+7.99238234521855i | 3768.77768886141-5126.68813889505i | 25.75 | 6362.9094 | 3768.7777 | -5126.6881
26 | -0.58837 | 0.026312 | 12.9401750378563+1.04261949323527i | -0.57883 | 0.791 | 0.629754775236535+25.365581529539i | -0.52857 | 0.66801 | 4.92994564790571+24.0054486851577i | 0.81609 | -0.0061813 | 493.118747881437-18.2539607898025i | 12.9401750378563+1.04261949323527i | -34602.9969736889-63750.8447061204i | 1513.32504548443-2188.5765474656i | -0.65109 | 0.23142 | 9.3990987316746+8.3255337457495i | 3698.01625911405-5096.52284423905i | 26 | 6296.8142 | 3698.0163 | -5096.5228
26.25 | -0.59618 | 0.036039 | 12.6175234599496+1.41378362681809i | -0.57282 | 0.79516 | 0.63733892967356+25.6005486874099i | -0.52358 | 0.67201 | 4.94529309354478+24.2349756132649i | 0.81614 | -0.0061264 | 493.275962796995-18.1020074539519i | 12.6175234599496+1.41378362681809i | -35039.6888293808-61727.5504456517i | 1473.12538167072-2178.38154900158i | -0.65477 | 0.24214 | 9.1644439577045+8.65743069848675i | 3591.58316753701-5073.28733902929i | 26.25 | 6215.9242 | 3591.5832 | -5073.2873
26.5 | -0.60371 | 0.046176 | 12.3036431127243+1.79392056369361i | -0.56627 | 0.7994 | 0.651562118545035+25.8517685967846i | -0.51869 | 0.67636 | 4.94753620798491+24.4714443546683i | 0.81613 | -0.0062419 | 493.241138153562-18.4418231543679i | 12.3036431127243+1.79392056369361i | -35396.0086855876-60056.5701705355i | 1444.81585731215-2171.06367971153i | -0.65812 | 0.25307 | 8.9364857702134+8.9951736169616i | 3512.7708491781-5062.25846300116i | 26.5 | 6161.6572 | 3512.7708 | -5062.2585
26.75 | -0.61093 | 0.056436 | 11.9998493846524+2.17206696663807i | -0.56013 | 0.80384 | 0.65083021615095+26.097219162353i | -0.51378 | 0.68041 | 4.95687392197889+24.7019251950407i | 0.81603 | -0.006342 | 492.930582939571-18.7168220808554i | 11.9998493846524+2.17206696663807i | -35575.3632129337-58091.4714529856i | 1406.27971059906-2154.02009497048i | -0.66119 | 0.26397 | 8.715080342106+9.3301453553423i | 3413.59918412062-5027.73308005134i | 26.75 | 6077.0683 | 3413.5992 | -5027.7331
27 | -0.61784 | 0.067051 | 11.7047932837884+2.55735164961332i | -0.55349 | 0.80824 | 0.65847254313075+26.3563164069168i | -0.50882 | 0.68452 | 4.96397816005156+24.9360149191556i | 0.81593 | -0.0064576 | 492.618021769106-19.0367425598835i | 11.7047932837884+2.55735164961332i | -35625.5361016077-56365.4610194178i | 1376.94959512656-2136.04934044426i | -0.66375 | 0.27512 | 8.5052605727558+9.67443585600835i | 3339.31168383542-4989.81384547294i | 27 | 6004.1023 | 3339.3117 | -4989.8138
27.25 | -0.62451 | 0.077798 | 11.4161007301719+2.94120895516892i | -0.54725 | 0.81209 | 0.671852771642885+26.5957536720987i | -0.50402 | 0.6884 | 4.9721505371787+25.1610127404199i | 0.816 | -0.0064055 | 492.831712536228-18.897723379938i | 11.4161007301719+2.94120895516892i | -35752.8376395222-54751.962095414i | 1349.67007801104-2124.49777500527i | -0.66627 | 0.28624 | 8.2939634150272+10.0140071809943i | 3261.574569909-4966.01647732266i | 27.25 | 5941.312 | 3261.5746 | -4966.0165
27.5 | -0.63064 | 0.08866 | 11.1450415033878+3.32452621977566i | -0.54085 | 0.81607 | 0.682590493169645+26.8427031094418i | -0.49906 | 0.69252 | 4.97567557778531+25.3971402703077i | 0.81601 | -0.0065116 | 492.841980807216-19.2121283576559i | 11.1450415033878+3.32452621977566i | -35940.6619197209-53235.0834138645i | 1322.0761059552-2116.35530439128i | -0.66819 | 0.29744 | 8.0983172777353+10.3589193218504i | 3186.97264000872-4945.87298564342i | 27.5 | 5883.7449 | 3186.9726 | -4945.873
27.75 | -0.63674 | 0.099731 | 10.8710417187978+3.7090361521867i | -0.53436 | 0.82028 | 0.687158188911515+27.0976648186194i | -0.49403 | 0.69643 | 4.98544092117778+25.6309198505284i | 0.81587 | -0.006502 | 492.41372779546-19.153512551824i | 10.8710417187978+3.7090361521867i | -35881.0643785702-51572.0020820177i | 1292.05297997308-2096.71042028383i | -0.66997 | 0.30857 | 7.9044526246021+10.6994555724627i | 3113.71199712897-4905.89640030918i | 27.75 | 5810.5957 | 3113.712 | -4905.8964
28 | -0.64222 | 0.1109 | 10.6169126463463+4.0933878440266i | -0.52786 | 0.82399 | 0.70344672584221+27.3449065131239i | -0.48899 | 0.7002 | 4.99759580240072+25.8625558528914i | 0.81569 | -0.0065633 | 491.890661844041-19.2973783063727i | 10.6169126463463+4.0933878440266i | -35879.7062465602-50048.7500963117i | 1264.68093231909-2082.31893402155i | -0.67134 | 0.31973 | 7.7197597393681+11.0419542850571i | 3037.27697878994-4874.96304992363i | 28 | 5743.7197 | 3037.277 | -4874.963
28.25 | -0.64759 | 0.12237 | 10.3617299501236+4.48324206063145i | -0.5217 | 0.82797 | 0.704600640609545+27.5889732647955i | -0.48419 | 0.70399 | 5.00236632862015+26.0889541874277i | 0.81585 | -0.0067254 | 492.323079477793-19.8068256592324i | 10.3617299501236+4.48324206063145i | -35849.7227495725-48537.0028883288i | 1236.22119978675-2068.2345132823i | -0.6725 | 0.33106 | 7.536395446139+11.3890375497823i | 2965.11781060658-4841.89059736458i | 28.25 | 5677.6605 | 2965.1178 | -4841.8906
28.5 | -0.65245 | 0.13391 | 10.121421511573+4.87193163034174i | -0.51522 | 0.83179 | 0.71426426181523+27.8399284453804i | -0.4792 | 0.7079 | 5.0062932201422+26.3242439306353i | 0.81574 | -0.0067619 | 491.981013645121-19.8895093728862i | 10.121421511573+4.87193163034174i | -35782.9626902012-47175.1789669755i | 1212.45929951838-2054.54390993315i | -0.67323 | 0.34208 | 7.3668633402449+11.7283224180526i | 2906.49205805326-4819.1678239393i | 28.5 | 5627.7948 | 2906.4921 | -4819.1678
28.75 | -0.65705 | 0.14551 | 9.8864873216577+5.25862792774055i | -0.50862 | 0.83557 | 0.72503470530443+28.0946345622256i | -0.47416 | 0.71187 | 5.0078106243625+26.5632358904718i | 0.81574 | -0.0067776 | 491.97912962563-19.9356370546492i | 9.8864873216577+5.25862792774055i | -35751.2142481313-45946.2916816569i | 1192.06870324434-2043.80283888433i | -0.67387 | 0.35354 | 7.1905700020887+12.0794327836912i | 2842.19285464533-4792.23056750154i | 28.75 | 5571.6725 | 2842.1929 | -4792.2306
29 | -0.66144 | 0.15708 | 9.6554198186149+5.6401883643695i | -0.50217 | 0.83911 | 0.738287643668765+28.3422857272517i | -0.46896 | 0.71545 | 5.02334472395295+26.7987047965493i | 0.81567 | -0.0067804 | 491.772288585257-19.9284985723677i | 9.6554198186149+5.6401883643695i | -35707.3023102157-44542.1701208635i | 1164.55437912116-2030.28763805371i | -0.67414 | 0.36466 | 7.0263970265076+12.4215992774873i | 2770.91295868466-4760.8855011253i | 29 | 5508.5379 | 2770.913 | -4760.8855
29.25 | -0.66537 | 0.16896 | 9.43510928628805+6.0299610431773i | -0.49584 | 0.84279 | 0.743770407873965+28.5900770323769i | -0.46395 | 0.71901 | 5.0330986132042+27.0289997775034i | 0.81578 | -0.0069851 | 492.05902511066-20.5536432739324i | 9.43510928628805+6.0299610431773i | -35587.1546177927-43194.5175811692i | 1138.02454926082-2015.86337805821i | -0.67388 | 0.37588 | 6.873428421995+12.7714051937909i | 2708.02950584626-4724.46060573705i | 29.25 | 5445.5442 | 2708.0295 | -4724.4606
29.5 | -0.66911 | 0.18079 | 9.21727360785265+6.41428846851735i | -0.48952 | 0.8465 | 0.74610166818354+28.8393544760105i | -0.45904 | 0.7226 | 5.03842661016635+27.2581450772887i | 0.81566 | -0.0069318 | 491.714658304156-20.3704617176211i | 9.21727360785265+6.41428846851735i | -35329.013805232-41926.9372166768i | 1115.361520418-1996.75813683766i | -0.67363 | 0.38702 | 6.7173683559819+13.1156867167906i | 2650.4017908384-4679.91792787362i | 29.5 | 5378.314 | 2650.4018 | -4679.9179
29.75 | -0.67226 | 0.19273 | 9.01528021442905+6.80147169085745i | -0.48281 | 0.84971 | 0.768410291871755+29.0924519501295i | -0.45392 | 0.72632 | 5.04302801748635+27.4971738508353i | 0.81559 | -0.0070301 | 491.479691029399-20.6420940290703i | 9.01528021442905+6.80147169085745i | -35264.9459099257-40895.4185917089i | 1098.91133729966-1988.58570818666i | -0.67285 | 0.39815 | 6.5734608455473+13.4647920676486i | 2602.04300793363-4660.05271955136i | 29.75 | 5337.2951 | 2602.043 | -4660.0527
30 | -0.67535 | 0.2048 | 8.81007668019295+7.1892702588391i | -0.4764 | 0.8531 | 0.778394247186215+29.3411115026756i | -0.44864 | 0.72982 | 5.05643818847575+27.737309413653i | 0.81569 | -0.0070559 | 491.776676246525-20.7409347102519i | 8.81007668019295+7.1892702588391i | -35192.6973937294-39662.6084559556i | 1073.36160549074-1977.87608093318i | -0.6722 | 0.4093 | 6.4211955554855+13.8100920614925i | 2530.20240943943-4637.79562210482i | 30 | 5283.0931 | 2530.2024 | -4637.7956
30.25 | -0.67794 | 0.21675 | 8.6188742119451+7.57228604412065i | -0.47014 | 0.85657 | 0.78149143904997+29.5876260748834i | -0.44356 | 0.73318 | 5.06794763512925+27.9689685493112i | 0.81563 | -0.0070911 | 491.584246657262-20.8297880142085i | 8.6188742119451+7.57228604412065i | -34943.9874607265-38446.9466494559i | 1048.4406596899-1960.49746063756i | -0.67094 | 0.42 | 6.2901746342458+14.148907057771i | 2474.4705561628-4600.28644827218i | 30.25 | 5223.5658 | 2474.4706 | -4600.2864
30.5 | -0.68057 | 0.22888 | 8.42010933478195+7.9564510338406i | -0.46361 | 0.86016 | 0.78395793897121+29.8457323151239i | -0.4387 | 0.73668 | 5.06862734230615+28.1977734962047i | 0.81556 | -0.007204 | 491.366706332836-21.1456649380013i | 8.42010933478195+7.9564510338406i | -34618.8686106265-37393.4508983066i | 1031.09006402443-1941.24365693847i | -0.66959 | 0.4311 | 6.1512736008938+14.4985997317169i | 2432.89858050117-4551.74385997598i | 30.5 | 5161.1402 | 2432.8986 | -4551.7439
30.75 | -0.68255 | 0.24107 | 8.23811891120615+8.34423319645295i | -0.45697 | 0.86324 | 0.80189315574091+30.0994814855684i | -0.43371 | 0.74012 | 5.07268725800275+28.4300015340828i | 0.81547 | -0.0071464 | 491.117571454725-20.956667959935i | 8.23811891120615+8.34423319645295i | -34347.877023125-36492.9974025847i | 1018.74307524361-1927.05134688941i | -0.66798 | 0.44192 | 6.0204904196588+14.842235713609i | 2395.64443206788-4524.11882884471i | 30.75 | 5119.2542 | 2395.6444 | -4524.1188
31 | -0.68434 | 0.25327 | 8.05783375894265+8.730024051181i | -0.45045 | 0.86629 | 0.816924800306495+30.3505637930582i | -0.42838 | 0.74366 | 5.07970315769805+28.676060572518i | 0.81546 | -0.0072851 | 491.037917835649-21.3584108164975i | 8.05783375894265+8.730024051181i | -34302.4308606114-35475.9491306061i | 997.59537634891-1920.670281782i | -0.66603 | 0.45273 | 5.895504516144+15.1892416950104i | 2342.56005822398-4508.1186090755i | 31 | 5080.4253 | 2342.5601 | -4508.1186
31.25 | -0.68589 | 0.26533 | 7.88223273694145+9.10967289350655i | -0.44436 | 0.86964 | 0.813795749120265+30.5947321702363i | -0.42325 | 0.74687 | 5.09087511142735+28.9099390190173i | 0.81529 | -0.0073628 | 490.529724079551-21.5463520618917i | 7.88223273694145+9.10967289350655i | -34026.7278613357-34289.3824054399i | 969.94169990236-1902.84323270336i | -0.66424 | 0.4635 | 5.7621079109932+15.5300966356954i | 2267.6329017762-4466.01835528171i | 31.25 | 5008.7403 | 2267.6329 | -4466.0184
31.5 | -0.68706 | 0.27754 | 7.7127860663318+9.49422597859905i | -0.43765 | 0.87271 | 0.827801285293315+30.8545245696959i | -0.41825 | 0.74994 | 5.1023119657174+29.1369755613827i | 0.8152 | -0.0073879 | 490.252751532636-21.5977967215502i | 7.7127860663318+9.49422597859905i | -33612.0427239838-33382.804264119i | 956.28624020336-1881.81165926466i | -0.66152 | 0.474 | 5.6561820999078+15.8774982143216i | 2244.65554285657-4415.13304354375i | 31.5 | 4952.9666 | 2244.6555 | -4415.133
31.75 | -0.68805 | 0.28973 | 7.5446234123869+9.8767829024571i | -0.43115 | 0.87563 | 0.84177113953203+31.1068489538813i | -0.41311 | 0.75333 | 5.10510599914505+29.3765499126518i | 0.81532 | -0.00747 | 490.594191856948-21.8662614315318i | 7.5446234123869+9.8767829024571i | -33481.9143862501-32549.6654401824i | 941.416186308991-1874.32709412999i | -0.65925 | 0.48469 | 5.5296645670139+16.2209555792622i | 2196.4862115047-4399.88084541294i | 31.75 | 4917.6725 | 2196.4862 | -4399.8808
32 | -0.68852 | 0.30164 | 7.392006327615+10.2527948852977i | -0.42483 | 0.87853 | 0.85133407956866+31.3543120379563i | -0.40779 | 0.75639 | 5.12088960343405+29.6158107293833i | 0.81535 | -0.007532 | 490.652688671763-22.0529655845277i | 7.392006327615+10.2527948852977i | -33289.1966290248-31582.7031549721i | 919.383596952608-1862.54775533853i | -0.65645 | 0.49501 | 5.420642975107+16.5619224704618i | 2139.21169750897-4369.50236124778i | 32 | 4865.0568 | 2139.2117 | -4369.5024
32.25 | -0.68884 | 0.31391 | 7.23492237374775+10.6382885032657i | -0.41836 | 0.88147 | 0.86015082448765+31.6082436571453i | -0.40285 | 0.75953 | 5.12462147010075+29.8452956487772i | 0.81529 | -0.0073909 | 490.520933154438-21.6280534810005i | 7.23492237374775+10.6382885032657i | -32894.5982750173-30798.1466129819i | 907.912843243839-1844.65512460476i | -0.65338 | 0.5053 | 5.3156720407386+16.9055037877099i | 2115.38984611959-4329.869159636i | 32.25 | 4818.9876 | 2115.3898 | -4329.8692
32.5 | -0.68877 | 0.32591 | 7.0886503145927+11.0173618271581i | -0.41184 | 0.8844 | 0.868836381764355+31.8649720649327i | -0.39747 | 0.76271 | 5.13456256587605+30.0912384503495i | 0.81531 | -0.0074392 | 490.568028420046-21.7737780596745i | 7.0886503145927+11.0173618271581i | -32690.6804443911-29953.8144493197i | 889.768743571816-1833.53756313964i | -0.6503 | 0.51554 | 5.2075549879276+17.2464484255675i | 2064.65972387488-4306.72737349459i | 32.5 | 4776.057 | 2064.6597 | -4306.7274
32.75 | -0.68848 | 0.33812 | 6.94152274663+11.402588662446i | -0.4054 | 0.88716 | 0.879548586917285+32.1177698565248i | -0.39243 | 0.76582 | 5.13824149376015+30.3254900354982i | 0.81528 | -0.0075658 | 490.460332607582-22.1366332258596i | 6.94152274663+11.402588662446i | -32400.5048934737-29167.9761187347i | 875.377591516951-1820.26026612884i | -0.64684 | 0.52574 | 5.1061153893957+17.5922046086938i | 2029.37898520716-4275.74258979009i | 32.75 | 4732.9012 | 2029.379 | -4275.7426
33 | -0.68804 | 0.34987 | 6.80027065602635+11.7727178366003i | -0.39925 | 0.88995 | 0.88358244588897+32.3629744030011i | -0.38742 | 0.76895 | 5.13915400882435+30.5596012713416i | 0.81534 | -0.0075597 | 490.616366042763-22.1315144538155i | 6.80027065602635+11.7727178366003i | -32171.3449650058-28430.698568206i | 860.734077805639-1809.78998562016i | -0.64347 | 0.53572 | 5.0026672799759+17.9291769330084i | 1988.56138374601-4247.79076364762i | 33 | 4690.2135 | 1988.5614 | -4247.7908
33.25 | -0.68716 | 0.36191 | 6.66378666305125+12.1547610333235i | -0.39266 | 0.89276 | 0.89156778369611+32.6240638903343i | -0.38195 | 0.77187 | 5.15506979875115+30.8062663737037i | 0.81533 | -0.0076734 | 490.580183928212-22.4624616518237i | 6.66378666305125+12.1547610333235i | -31900.0387220957-27576.8753096013i | 840.893800747912-1795.56001741003i | -0.63952 | 0.54542 | 4.9157672172419+18.2689404176736i | 1949.69795412781-4219.64579566624i | 33.25 | 4648.3043 | 1949.698 | -4219.6458
33.5 | -0.68632 | 0.37373 | 6.52444603088585+12.5273012149572i | -0.3861 | 0.89521 | 0.90960385148546+32.8795904303819i | -0.37682 | 0.77475 | 5.16386705796225+31.0414147818337i | 0.81547 | -0.0075766 | 491.003630365512-22.2128503360306i | 6.52444603088585+12.5273012149572i | -31652.9832175654-26942.7545203082i | 831.467799125455-1784.64168342206i | -0.63567 | 0.55538 | 4.81719648732999+18.6126111612469i | 1920.15442837223-4188.87311374329i | 33.5 | 4607.9986 | 1920.1544 | -4188.8731
33.75 | -0.68471 | 0.38547 | 6.40464869460385+12.9055123984927i | -0.37969 | 0.89761 | 0.925123351215765+33.1313958206647i | -0.37172 | 0.77757 | 5.172743359269+31.2751249916241i | 0.81538 | -0.0075744 | 490.731439357122-22.1842395811789i | 6.40464869460385+12.9055123984927i | -31312.9168258915-26286.5599783495i | 820.039850120102-1770.32296784432i | -0.63147 | 0.56479 | 4.7347983281096+18.9482313577046i | 1891.0714684417-4160.79302426413i | 33.75 | 4570.3774 | 1891.0715 | -4160.793
34 | -0.68342 | 0.39728 | 6.26908275432305+13.2794373335632i | -0.37352 | 0.90042 | 0.921776305614825+33.3821400265495i | -0.36659 | 0.78065 | 5.17134351022935+31.5160716292345i | 0.81538 | -0.0077068 | 490.716595646574-22.5719699797672i | 6.26908275432305+13.2794373335632i | -31076.2507330163-25539.0578904078i | 802.449614503368-1759.32536393492i | -0.6273 | 0.57454 | 4.64044969854281+19.2915111888323i | 1850.58092291714-4128.33749856154i | 34 | 4524.1375 | 1850.5809 | -4128.3375
34.25 | -0.68147 | 0.40863 | 6.1553488695846+13.6469846257352i | -0.36701 | 0.90286 | 0.93411708844042+33.6402825863237i | -0.36134 | 0.78337 | 5.1839370292093+31.7551835499998i | 0.81527 | -0.0078246 | 490.375154919852-22.8893004902297i | 6.1553488695846+13.6469846257352i | -30769.2815019246-24876.3050229536i | 788.550751115465-1744.90910971583i | -0.62306 | 0.58369 | 4.55626943094248+19.6197145880657i | 1810.86007388155-4102.65910867611i | 34.25 | 4484.5319 | 1810.8601 | -4102.6591
34.5 | -0.67953 | 0.42044 | 6.02938795981645+14.0259513041996i | -0.36042 | 0.90529 | 0.946454502079225+33.9021093955403i | -0.35609 | 0.78611 | 5.19402754285725+31.9952905865185i | 0.8153 | -0.0078233 | 490.445816849505-22.8914509477244i | 6.02938795981645+14.0259513041996i | -30452.7514148291-24232.2390447348i | 776.564877313354-1730.71570741911i | -0.6183 | 0.59312 | 4.47544162141622+19.9657399077314i | 1786.38215347633-4066.70165325315i | 34.5 | 4441.7591 | 1786.3822 | -4066.7017
34.75 | -0.67734 | 0.43154 | 5.91701841581165+14.3860387475889i | -0.35409 | 0.90743 | 0.963493180735+34.1526994167033i | -0.35091 | 0.78882 | 5.20255189694805+32.2336881429824i | 0.81516 | -0.0079365 | 490.018267238519-23.187169302888i | 5.91701841581165+14.3860387475889i | -30235.6570939651-23629.4727876036i | 764.109207366925-1721.11475501622i | -0.6137 | 0.60228 | 4.39240248563179+20.3008221440643i | 1746.41524296887-4037.88610448293i | 34.75 | 4399.3739 | 1746.4152 | -4037.8861
35 | -0.67467 | 0.44307 | 5.80683110206625+14.7647279659404i | -0.34777 | 0.9099 | 0.966925715665025+34.4083946417351i | -0.34584 | 0.79134 | 5.2138673239463+32.4651239967571i | 0.81503 | -0.0080386 | 489.612277604238-23.451029660582i | 5.80683110206625+14.7647279659404i | -29791.7021482041-22946.8475549219i | 749.01651556319-1701.15242576167i | -0.60871 | 0.6112 | 4.32073727318438+20.638111298428i | 1716.64495598651-3995.0374108748i | 35 | 4348.2403 | 1716.645 | -3995.0374
35.25 | -0.67218 | 0.45427 | 5.6922604006901+15.1294339006964i | -0.34134 | 0.91227 | 0.973889528085385+34.6680374453125i | -0.34058 | 0.79424 | 5.21400396770005+32.7119105110242i | 0.81495 | -0.0080567 | 489.385514660215-23.4842341418759i | 5.6922604006901+15.1294339006964i | -29565.6756068034-22403.2366878616i | 738.146870557838-1691.44771401303i | -0.60402 | 0.62015 | 4.23636248491172+20.9690163027775i | 1685.37785125125-3975.75208204236i | 35.25 | 4318.2292 | 1685.3779 | -3975.7521
35.5 | -0.66897 | 0.46538 | 5.59459992306375+15.502026217415i | -0.3348 | 0.9142 | 0.996061685310195+34.9270250744552i | -0.3353 | 0.79681 | 5.2248198154777+32.9542816246058i | 0.81511 | -0.0080532 | 489.83092724465-23.5130216440509i | 5.59459992306375+15.502026217415i | -29325.7985950963-21933.3586089962i | 730.781353538138-1682.693771739i | -0.59855 | 0.62867 | 4.17741359912969+21.30657269927i | 1671.1864861663-3955.96114649935i | 35.5 | 4294.4724 | 1671.1865 | -3955.9611
35.75 | -0.66626 | 0.47657 | 5.4764608766261+15.8669814377852i | -0.32867 | 0.91642 | 1.00079306164619+35.1766053451357i | -0.33004 | 0.79938 | 5.23386558265705+33.1965815211248i | 0.81499 | -0.008148 | 489.471345401024-23.7590678432279i | 5.4764608766261+15.8669814377852i | -29091.5417821158-21245.6391758813i | 712.766830056666-1671.79068312652i | -0.59361 | 0.63742 | 4.09593957892209+21.6376719357056i | 1628.84702918661-3929.65157017902i | 35.75 | 4253.8576 | 1628.847 | -3929.6516
36 | -0.66258 | 0.48724 | 5.39016064459045+16.2326748240974i | -0.32232 | 0.91861 | 1.00798631186097+35.434953412978i | -0.32486 | 0.80163 | 5.25172119819565+33.4311269854357i | 0.81508 | -0.0082066 | 489.705456371858-23.9515430116778i | 5.39016064459045+16.2326748240974i | -28706.2705757741-20697.8486996015i | 700.253412088612-1654.74649050425i | -0.58821 | 0.64586 | 4.02921310087469+21.9715263269897i | 1591.26584038573-3890.77216558349i | 36 | 4203.5979 | 1591.2658 | -3890.7722
36.25 | -0.65928 | 0.49815 | 5.2843099608941+16.5975114837349i | -0.31587 | 0.92087 | 1.01250132535014+35.6994390957385i | -0.31976 | 0.80439 | 5.2475956213447+33.6730999043306i | 0.81494 | -0.0082878 | 489.291947130005-24.1521911568424i | 5.2843099608941+16.5975114837349i | -28402.4575284197-20238.7007500091i | 692.368014138076-1641.72547541655i | -0.58273 | 0.65443 | 3.9572428292876+22.3102867560792i | 1573.16062725821-3856.29687392764i | 36.25 | 4164.8361 | 1573.1606 | -3856.2969
36.5 | -0.65558 | 0.50868 | 5.19155816672165+16.9575978853519i | -0.3095 | 0.92269 | 1.02981216866146+35.9560419667825i | -0.31444 | 0.80702 | 5.2508520332121+33.9223109402896i | 0.81483 | -0.0083482 | 488.939235388632-24.2970807156793i | 5.19155816672165+16.9575978853519i | -28226.6958376704-19790.9033595037i | 683.454089606275-1635.45277848919i | -0.57724 | 0.66235 | 3.89706740868642+22.6335256192758i | 1552.85091033163-3847.62830554761i | 36.5 | 4149.1673 | 1552.8509 | -3847.6283
36.75 | -0.65165 | 0.51939 | 5.0969964347476+17.3260535994816i | -0.30327 | 0.92441 | 1.04761027553112+36.2083161379331i | -0.3092 | 0.80933 | 5.26360550408365+34.1631809979092i | 0.81483 | -0.0084572 | 488.91681764938-24.6135103995723i | 5.0969964347476+17.3260535994816i | -27985.1238328706-19257.0911655045i | 671.144541303771-1626.01527156701i | -0.57141 | 0.67059 | 3.83328587977522+22.9731276830811i | 1520.22574645622-3820.05841899853i | 36.75 | 4111.4392 | 1520.2257 | -3820.0584
37 | -0.64769 | 0.52966 | 5.00704163810165+17.6823985765628i | -0.29703 | 0.92669 | 1.04337698321363+36.4689049761936i | -0.30388 | 0.81149 | 5.28153270910345+34.4051883833292i | 0.81474 | -0.0085218 | 488.654892913128-24.7782898319827i | 5.00704163810165+17.6823985765628i | -27621.7374513131-18654.8061952252i | 653.681287055827-1608.21337515802i | -0.56573 | 0.67865 | 3.76692225607971+23.3045875723991i | 1477.03329200467-3774.75719391673i | 37 | 4053.4454 | 1477.0333 | -3774.7572
37.25 | -0.64327 | 0.53998 | 4.92366165383756+18.0479962240527i | -0.29063 | 0.92848 | 1.05732511125222+36.7307756342204i | -0.2988 | 0.81384 | 5.2863970538793+34.6432563967215i | 0.81471 | -0.0085702 | 488.529118679681-24.9079660560392i | 4.92366165383756+18.0479962240527i | -27297.6273305077-18269.1371014647i | 647.74672970733-1595.1606304197i | -0.55958 | 0.68624 | 3.71906448075291+23.6370467956528i | 1469.95216682459-3745.38890520009i | 37.25 | 4023.518 | 1469.9522 | -3745.3889
37.5 | -0.63912 | 0.55027 | 4.82912287943009+18.4068170793599i | -0.28436 | 0.93025 | 1.06904638753049+36.9888584910033i | -0.29378 | 0.81643 | 5.2797112878588+34.8836244609629i | 0.81477 | -0.0085925 | 488.701170978793-24.9890358468209i | 4.82912287943009+18.4068170793599i | -27083.8055982973-17932.9510551147i | 643.778694773478-1587.79447752245i | -0.55407 | 0.69416 | 3.644316338401+23.9612195573265i | 1449.46069724992-3734.81032815763i | 37.5 | 4006.2132 | 1449.4607 | -3734.8103
37.75 | -0.63428 | 0.56014 | 4.75671967153247+18.7675098542238i | -0.27794 | 0.93179 | 1.08988115452539+37.2511988346753i | -0.28827 | 0.81843 | 5.303152527282+35.1339375366014i | 0.81493 | -0.0085813 | 489.163835386628-24.9991906088646i | 4.75671967153247+18.7675098542238i | -26862.8902171909-17487.2962179103i | 632.871399052054-1578.88003149219i | -0.54766 | 0.70126 | 3.60762522232919+24.2899941181095i | 1432.14849093853-3715.07676644039i | 37.75 | 3981.5631 | 1432.1485 | -3715.0768
38 | -0.62986 | 0.57031 | 4.66200828316017+19.1269652210507i | -0.27199 | 0.93382 | 1.08419638789863+37.5031578550639i | -0.28307 | 0.82071 | 5.30847500162405+35.3779163083895i | 0.81492 | -0.0086339 | 489.130846152185-25.1502070017839i | 4.66200828316017+19.1269652210507i | -26596.359756705-16945.7758522028i | 616.979184809675-1567.45174568598i | -0.54157 | 0.70906 | 3.54146581896139+24.6268315762231i | 1395.36399382555-3678.36222100671i | 38 | 3934.1313 | 1395.364 | -3678.3622
38.25 | -0.62472 | 0.57969 | 4.59857882314099+19.4803896428007i | -0.26548 | 0.93543 | 1.10038693120601+37.7727500522033i | -0.27798 | 0.8227 | 5.3221141904989+35.6136200574642i | 0.8147 | -0.0087046 | 488.485749226353-25.2961739155857i | 4.59857882314099+19.4803896428007i | -26201.0744946986-16615.4190175328i | 612.023052180864-1549.39263928709i | -0.53544 | 0.71609 | 3.49287637951341+24.9477270353002i | 1376.4966355887-3645.05276143537i | 38.25 | 3896.2999 | 1376.4966 | -3645.0528
38.5 | -0.6199 | 0.58959 | 4.51087800252732+19.8402803603409i | -0.25939 | 0.93699 | 1.11127385131221+38.0271748921677i | -0.27297 | 0.82522 | 5.3118111897833+35.8568433420091i | 0.81489 | -0.0087281 | 489.026505162957-25.4157207616279i | 4.51087800252732+19.8402803603409i | -26039.1949978545-16318.1934021477i | 608.360711030243-1545.47443750342i | -0.52928 | 0.72334 | 3.43557980801031+25.2747490991656i | 1368.87528570878-3637.24252138984i | 38.5 | 3886.3032 | 1368.8753 | -3637.2425
38.75 | -0.61465 | 0.59894 | 4.44203142972196+20.1947618604729i | -0.25323 | 0.93824 | 1.13380645484628+38.2819448575503i | -0.26756 | 0.82728 | 5.32540275274835+36.1085891318368i | 0.81476 | -0.0087802 | 488.629901326583-25.5305018468837i | 4.44203142972196+20.1947618604729i | -25866.0462204161-15915.2700690651i | 598.335881651742-1539.51424784943i | -0.52294 | 0.73014 | 3.3906981611889+25.596944159248i | 1342.42140572236-3626.25532070216i | 38.75 | 3866.7587 | 1342.4214 | -3626.2553
39 | -0.60931 | 0.60839 | 4.36824841173794+20.5536218762287i | -0.24701 | 0.94029 | 1.1240150754261+38.5494903417366i | -0.26224 | 0.82936 | 5.3349232325075+36.3582128051728i | 0.81485 | -0.008924 | 488.851320567484-25.9719220211835i | 4.36824841173794+20.5536218762287i | -25549.1905461145-15454.6648858871i | 583.870813304823-1524.98356805271i | -0.51619 | 0.73708 | 3.34736682088689+25.9342350333141i | 1318.98984581693-3584.43150423591i | 39 | 3819.4088 | 1318.9898 | -3584.4315
39.25 | -0.60422 | 0.61738 | 4.29431984763337+20.8950097092651i | -0.24093 | 0.94151 | 1.14404171961514+38.8036038271793i | -0.25728 | 0.83114 | 5.3493060940035+36.58923246674i | 0.8148 | -0.0088753 | 488.714765211721-25.816483454481i | 4.29431984763337+20.8950097092651i | -25278.1948055678-15115.0245719441i | 577.831910322069-1513.15764129242i | -0.51014 | 0.74393 | 3.28735661460128+26.2506404844507i | 1290.93375845261-3558.13540807492i | 39.25 | 3785.0809 | 1290.9338 | -3558.1354
39.5 | -0.59831 | 0.62631 | 4.2376826327834+21.2536326884108i | -0.23453 | 0.94266 | 1.16854506803245+39.0713755920261i | -0.25215 | 0.83296 | 5.36327810831855+36.8288211494865i | 0.81457 | -0.0089726 | 488.031709066342-26.0345618489536i | 4.2376826327834+21.2536326884108i | -24939.7169677592-14817.4127164852i | 573.491171620822-1498.49733549675i | -0.50332 | 0.7503 | 3.25420570514871+26.5788139593824i | 1280.83707723905-3527.32331828374i | 39.5 | 3752.6728 | 1280.8371 | -3527.3233
39.75 | -0.59305 | 0.63545 | 4.15569908262187+21.6020831005338i | -0.22865 | 0.94432 | 1.16551367766445+39.3250600170163i | -0.24698 | 0.8352 | 5.35934137827615+37.0786718466459i | 0.81443 | -0.0090538 | 487.596318625624-26.2286223373339i | 4.15569908262187+21.6020831005338i | -24743.2516909558-14415.8809025239i | 561.857782120895-1490.90701608608i | -0.49695 | 0.75685 | 3.20249669802461+26.8989437088507i | 1260.09938095165-3508.27033848748i | 39.75 | 3727.7086 | 1260.0994 | -3508.2703
40 | -0.58699 | 0.64373 | 4.10933950766804+21.9485085786144i | -0.22261 | 0.94536 | 1.1878560718343+39.5800942939534i | -0.24173 | 0.83692 | 5.3769071677674+37.3234836539161i | 0.81439 | -0.0091729 | 487.454801370548-26.5612060129285i | 4.10933950766804+21.9485085786144i | -24525.4347084642-14095.5009291348i | 553.760230985479-1482.75013222253i | -0.49037 | 0.76292 | 3.16585097473791+27.2155585978378i | 1231.03531567581-3493.3501031476i | 40 | 3703.9091 | 1231.0353 | -3493.3501
40.25 | -0.58147 | 0.65272 | 4.02875550495008+22.2992337420255i | -0.21629 | 0.947 | 1.18683071640814+39.8541653590559i | -0.2365 | 0.8387 | 5.38992156621235+37.5701056187728i | 0.81433 | -0.009231 | 487.267068092548-26.711801378091i | 4.02875550495008+22.2992337420255i | -24211.5770845953-13689.8996244544i | 542.344976708054-1466.98838136514i | -0.4835 | 0.76924 | 3.12425171356502+27.5465160573718i | 1218.91105136479-3450.72678789844i | 40.25 | 3659.6802 | 1218.9111 | -3450.7268
40.5 | -0.57539 | 0.66095 | 3.97548612664555+22.6452714869943i | -0.21034 | 0.94797 | 1.2081000607323+40.1077098576143i | -0.23154 | 0.84047 | 5.39793946776995+37.8065820240869i | 0.81431 | -0.0092545 | 487.187911992558-26.7721470378476i | 3.97548612664555+22.6452714869943i | -23971.3113973052-13438.9828714887i | 538.522498304937-1458.07879260055i | -0.47704 | 0.77528 | 3.07938683802909+27.8606112866626i | 1197.3128857544-3436.48095434818i | 40.5 | 3639.0877 | 1197.3129 | -3436.481
40.75 | -0.56931 | 0.66949 | 3.91064195229549+22.9991450222817i | -0.20435 | 0.94919 | 1.21794049947514+40.3664989161055i | -0.22642 | 0.84242 | 5.3993324572151+38.0537138722864i | 0.8144 | -0.0093847 | 487.425887278242-27.1748378835626i | 3.91064195229549+22.9991450222817i | -23774.925952336-13136.5535185105i | 531.373745134073-1451.32971677469i | -0.47012 | 0.78118 | 3.04414249923061+28.1861969111673i | 1187.54654593506-3419.33091774567i | 40.75 | 3619.681 | 1187.5465 | -3419.3309
41 | -0.56324 | 0.67726 | 3.86007343257228+23.334486239055i | -0.19846 | 0.95047 | 1.22274185784033+40.623760867365i | -0.22134 | 0.84421 | 5.4055867660445+38.2972972300213i | 0.81432 | -0.0093438 | 487.188456567159-27.0317306116808i | 3.86007343257228+23.334486239055i | -23528.7310805892-12872.306620943i | 524.724226790496-1440.9281700655i | -0.46354 | 0.787 | 3.00135910427078+28.5009676190052i | 1163.21630385363-3393.73355861277i | 41 | 3587.5479 | 1163.2163 | -3393.7336
41.25 | -0.55668 | 0.68526 | 3.81160890882403+23.6882388643215i | -0.19215 | 0.9514 | 1.24481587301739+40.8958946359752i | -0.21602 | 0.84565 | 5.42917831349515+38.5468727850405i | 0.81428 | -0.0096166 | 487.002758463388-27.806055801848i | 3.81160890882403+23.6882388643215i | -23271.6555355748-12536.9070929884i | 515.366573670257-1429.27631713053i | -0.45639 | 0.79231 | 2.98218548519898+28.8235887222886i | 1150.55158501446-3371.4495847245i | 41.25 | 3562.3646 | 1150.5516 | -3371.4496
41.5 | -0.55071 | 0.69321 | 3.74628599334098+24.0258784063445i | -0.18632 | 0.95234 | 1.26028952765311+41.149989945416i | -0.21095 | 0.84733 | 5.43721606337625+38.7903441730239i | 0.8142 | -0.0095905 | 486.769173950173-27.7057605185774i | 3.74628599334098+24.0258784063445i | -23089.5346177541-12241.9439928528i | 508.430514713489-1422.17545271258i | -0.44973 | 0.79823 | 2.93139365208391+29.1444196413672i | 1123.72417511028-3348.63010554918i | 41.5 | 3532.1494 | 1123.7242 | -3348.6301
41.75 | -0.54399 | 0.70069 | 3.70644874337126+24.3729913397933i | -0.18034 | 0.95347 | 1.26765177346043+41.4134600012787i | -0.20601 | 0.8488 | 5.4509465876359+39.0266996176875i | 0.81414 | -0.0095356 | 486.640748510495-27.5331031915454i | 3.70644874337126+24.3729913397933i | -22736.2559343248-11999.7659668367i | 502.935531941176-1406.22972652412i | -0.44272 | 0.80335 | 2.90878561335379+29.4611465061438i | 1115.15473447742-3315.90356056281i | 41.75 | 3498.3977 | 1115.1547 | -3315.9036
42 | -0.53781 | 0.70833 | 3.64592500680221+24.7098996988489i | -0.17439 | 0.95466 | 1.27084599155876+41.6778002300272i | -0.20086 | 0.8507 | 5.4476964762893+39.2798136204434i | 0.8142 | -0.0096567 | 486.753814150725-27.8965903145216i | 3.64592500680221+24.7098996988489i | -22585.8949590106-11757.0572689203i | 496.845412314928-1400.64128900038i | -0.43591 | 0.8088 | 2.86869067905798+29.7791787806508i | 1101.73178206894-3299.90165715063i | 42 | 3478.9602 | 1101.7318 | -3299.9017
42.25 | -0.53112 | 0.71558 | 3.60349552659638+25.0519305579652i | -0.16836 | 0.95527 | 1.29767539039832+41.9417611346159i | -0.19559 | 0.85219 | 5.46264693470665+39.5325866694501i | 0.81407 | -0.00973 | 486.366150870763-28.0686506473116i | 3.60349552659638+25.0519305579652i | -22411.5398395296-11518.7988073376i | 491.678763999342-1394.0496636272i | -0.42916 | 0.8138 | 2.83861901017372+30.0875626630798i | 1083.42667569146-3295.78877338887i | 42.25 | 3469.2992 | 1083.4267 | -3295.7888
42.5 | -0.52472 | 0.72302 | 3.54558231399096+25.3911760744968i | -0.16254 | 0.95609 | 1.3124256326144+42.200095160759i | -0.19054 | 0.85345 | 5.48343900339065+39.7735258816233i | 0.81413 | -0.0098579 | 486.499090152256-28.4538035566255i | 3.54558231399096+25.3911760744968i | -22194.69706505-11180.4020551496i | 481.229094828983-1384.34582937924i | -0.42197 | 0.81894 | 2.80929565618578+30.4137810559013i | 1063.78933540817-3261.10680081589i | 42.5 | 3430.2282 | 1063.7893 | -3261.1068
42.75 | -0.51812 | 0.72987 | 3.50378952868178+25.7232984563735i | -0.15673 | 0.95715 | 1.31551008224974+42.4615666650977i | -0.18566 | 0.85489 | 5.49209632775225+40.0111456497434i | 0.81423 | -0.0098173 | 486.791568352835-28.3670125344193i | 3.50378952868178+25.7232984563735i | -21927.5737702681-10976.2833881926i | 476.351693920998-1372.30232571947i | -0.41532 | 0.82398 | 2.76973436071742+30.7218269148672i | 1042.57277268667-3237.5640211599i | 42.75 | 3401.2908 | 1042.5728 | -3237.564
43 | -0.51116 | 0.73705 | 3.45745246741076+26.073088422578i | -0.1505 | 0.95769 | 1.34298445179226+42.7382576955179i | -0.18054 | 0.85648 | 5.49655099236485+40.2624777090046i | 0.81403 | -0.009825 | 486.211294937323-28.3279974578876i | 3.45745246741076+26.073088422578i | -21703.6684275447-10828.7889425108i | 476.86903014003-1362.8420070292i | -0.40802 | 0.82842 | 2.75842602007519+31.0408722411494i | 1057.79363791737-3221.98677217584i | 43 | 3391.1836 | 1057.7936 | -3221.9868
43.25 | -0.50463 | 0.74395 | 3.40550696018471+26.4057121756984i | -0.14487 | 0.95861 | 1.34742810594429+42.9934185920083i | -0.17558 | 0.85797 | 5.50174356922885+40.5064012345295i | 0.81389 | -0.0099221 | 485.806343486237-28.5662990903565i | 3.40550696018471+26.4057121756984i | -21496.2158512947-10558.3069629627i | 468.514513252013-1354.04227083734i | -0.40125 | 0.83354 | 2.71246742080206+31.3562445658143i | 1027.05941345776-3197.53035629311i | 43.25 | 3358.4299 | 1027.0594 | -3197.5304
43.5 | -0.49766 | 0.75048 | 3.36955802391999+26.74361432809i | -0.13922 | 0.95932 | 1.35960956871269+43.2493550174152i | -0.17033 | 0.85915 | 5.5234106806978+40.7600825743745i | 0.81388 | -0.010046 | 485.72528309621-28.9149560087213i | 3.36955802391999+26.74361432809i | -21316.378963342-10246.3129036061i | 456.736289321088-1347.07043937021i | -0.39418 | 0.83784 | 2.6957497513409+31.6680103285293i | 1004.330644296-3181.57793659622i | 43.5 | 3336.333 | 1004.3306 | -3181.5779
43.75 | -0.49096 | 0.75733 | 3.31517414093606+27.0813221818727i | -0.13314 | 0.96016 | 1.36835651426395+43.5268365125077i | -0.16532 | 0.86045 | 5.5352174519539+41.0061261481283i | 0.81406 | -0.009988 | 486.255305546837-28.8054726369176i | 3.31517414093606+27.0813221818727i | -21085.7339662894-10045.6725387616i | 452.719848377605-1335.75007174659i | -0.38692 | 0.84251 | 2.66717931912031+31.9935194960103i | 1000.7828027512-3148.51526798632i | 43.75 | 3303.7425 | 1000.7828 | -3148.5153
44 | -0.48377 | 0.76343 | 3.28866442698198+27.4180779564596i | -0.12723 | 0.96061 | 1.39134214556047+43.7953356482105i | -0.16038 | 0.86169 | 5.54753361932155+41.2492264830596i | 0.81421 | -0.0099484 | 486.702646132497-28.7385847184079i | 3.28866442698198+27.4180779564596i | -20870.0294478591-9930.11323392464i | 452.628156741001-1326.76735896921i | -0.38008 | 0.84672 | 2.64366079469779+32.2984631054036i | 991.675695004836-3140.42324443524i | 44 | 3293.2778 | 991.6757 | -3140.4232
44.25 | -0.47699 | 0.7701 | 3.23350602470981+27.7557178977946i | -0.12171 | 0.96119 | 1.40452383528951+44.0483968315381i | -0.15538 | 0.86326 | 5.5439538316335+41.5003262386516i | 0.81423 | -0.010016 | 486.747496455214-28.9384603846554i | 3.23350602470981+27.7557178977946i | -20761.7728921074-9714.65815443329i | 447.568570885228-1324.54385951877i | -0.37277 | 0.85107 | 2.62024665844011+32.6227198692129i | 988.152950101202-3122.1859115605i | 44.25 | 3274.8269 | 988.153 | -3122.1859
44.5 | -0.47012 | 0.77603 | 3.19823737890892+28.0818070692513i | -0.11594 | 0.96187 | 1.41356279717551+44.3154094893177i | -0.15026 | 0.86445 | 5.55807834370955+41.7534478609347i | 0.814 | -0.010129 | 486.043389964749-29.1900961643627i | 3.19823737890892+28.0818070692513i | -20560.208536593-9485.44201636089i | 439.756489459141-1314.86716337825i | -0.36605 | 0.85538 | 2.58564435133721+32.9274860372042i | 958.991896683897-3104.96175779342i | 44.5 | 3249.6851 | 958.9919 | -3104.9618
44.75 | -0.4628 | 0.78224 | 3.16022700936979+28.4277611095635i | -0.10992 | 0.9625 | 1.42495460068368+44.59471754479i | -0.1451 | 0.86548 | 5.57917357277525+42.0072002848134i | 0.8138 | -0.010285 | 485.429125905262-29.5742569197716i | 3.16022700936979+28.4277611095635i | -20286.3777872208-9226.64906649029i | 431.060330958301-1301.07265212762i | -0.35869 | 0.85935 | 2.57030836353379+33.249760748525i | 947.076140200164-3074.57391938642i | 44.75 | 3217.1351 | 947.0761 | -3074.5739
45 | -0.45591 | 0.78808 | 3.12105102477806+28.754259455553i | -0.10423 | 0.96279 | 1.44843308727511+44.858258726236i | -0.14032 | 0.86665 | 5.58733072098495+42.2465476490988i | 0.81388 | -0.010264 | 485.649790456914-29.538703158475i | 3.12105102477806+28.754259455553i | -20114.4780535863-9100.13516950936i | 430.709793443355-1293.77123221108i | -0.35176 | 0.86348 | 2.53924000546669+33.5612595940502i | 935.9140098626-3056.05074389975i | 45 | 3196.151 | 935.914 | -3056.0507
45.25 | -0.4485 | 0.79378 | 3.09273374402017+29.0950905882727i | -0.098655 | 0.96328 | 1.46064552819115+45.1194889274489i | -0.13535 | 0.86788 | 5.5934332267664+42.496832422434i | 0.81388 | -0.010258 | 485.664876115052-29.5246197896346i | 3.09273374402017+29.0950905882727i | -19915.5795881159-8936.30924376704i | 426.660653219589-1286.28401367194i | -0.3447 | 0.8669 | 2.5328292408657+33.8667563112414i | 937.600091548412-3047.51397704788i | 45.25 | 3188.4848 | 937.6001 | -3047.514
45.5 | -0.44165 | 0.79957 | 3.04715989942131+29.4212273271994i | -0.092987 | 0.96386 | 1.46761857757966+45.3869938671302i | -0.13025 | 0.86905 | 5.6031080149771+42.7533757162403i | 0.81396 | -0.010301 | 485.871886544597-29.6708900408254i | 3.04715989942131+29.4212273271994i | -19785.4756495836-8723.61907050074i | 419.685374783748-1280.76443997131i | -0.3375 | 0.8709 | 2.50490106004201+34.1880871137855i | 920.8639613202-3022.36199861867i | 45.5 | 3159.5352 | 920.864 | -3022.362
45.75 | -0.43432 | 0.8049 | 3.02206092008181+29.7545385415179i | -0.087149 | 0.96408 | 1.49089277768369+45.6619058482415i | -0.12527 | 0.86986 | 5.6268445086495+43.0010918196976i | 0.81377 | -0.010331 | 485.314871722945-29.6962063130352i | 3.02206092008181+29.7545385415179i | -19542.2228165144-8548.60458235696i | 415.301531147159-1268.47635447302i | -0.33061 | 0.8745 | 2.48373452436541+34.4931907052453i | 903.197951648659-3005.31399584291i | 45.75 | 3138.1011 | 903.198 | -3005.314
46 | -0.42721 | 0.81053 | 2.97962754696997+30.087567005811i | -0.081493 | 0.96437 | 1.50869817947318+45.9303364694857i | -0.12038 | 0.87096 | 5.6344800602129+43.2488915424615i | 0.81383 | -0.010511 | 485.424074001094-30.2276468884701i | 2.97962754696997+30.087567005811i | -19384.9696322554-8371.58445322516i | 411.267200505569-1261.76895278325i | -0.32329 | 0.87828 | 2.46016542617539+34.818238719769i | 892.690390114585-2979.13538824522i | 46 | 3110.007 | 892.6904 | -2979.1354
46.25 | -0.42007 | 0.81547 | 2.95610900604615+30.4098587659749i | -0.07613 | 0.9648 | 1.51672776987703+46.1871023975622i | -0.11551 | 0.87203 | 5.6418794881032+43.497336848607i | 0.81394 | -0.010517 | 485.76065486382-30.2850936801822i | 2.95610900604615+30.4098587659749i | -19233.8558822667-8225.42728941518i | 406.742911145827-1256.19623169379i | -0.3165 | 0.88157 | 2.44320573754101+35.1177636164695i | 880.047924517107-2969.43188516814i | 46.25 | 3097.097 | 880.0479 | -2969.4319
46.5 | -0.41263 | 0.82102 | 2.91533212151311+30.7543603764762i | -0.070328 | 0.96521 | 1.52669892608924+46.4661391107017i | -0.11044 | 0.87312 | 5.6498225704864+43.7564081186516i | 0.81363 | -0.010591 | 484.836357660916-30.392230769439i | 2.91533212151311+30.7543603764762i | -19007.8833997613-8029.23970205057i | 400.978110658138-1245.22469707654i | -0.30915 | 0.88484 | 2.43284584933111+35.4385279725685i | 881.55912498302-2944.78123394387i | 46.5 | 3073.9035 | 881.5591 | -2944.7812
46.75 | -0.40549 | 0.82583 | 2.88992605978476+31.0766379826573i | -0.064684 | 0.96532 | 1.5487792611054+46.7377804072086i | -0.10535 | 0.87394 | 5.66928726614825+44.0145972858562i | 0.8137 | -0.010613 | 485.029597534021-30.4797548900836i | 2.88992605978476+31.0766379826573i | -18890.4821014879-7876.80944426653i | 396.749514045689-1240.17654112384i | -0.30233 | 0.88832 | 2.4039293507158+35.7445852307167i | 855.766314309761-2937.07732142395i | 46.75 | 3059.2089 | 855.7663 | -2937.0773
47 | -0.39801 | 0.83085 | 2.85981504214344+31.4151798208263i | -0.059187 | 0.96541 | 1.56951958912294+47.0039042288998i | -0.1006 | 0.8747 | 5.68680069116225+44.2568696695784i | 0.81381 | -0.010623 | 485.343156552079-30.5445854280311i | 2.85981504214344+31.4151798208263i | -18680.0345752786-7709.45485856383i | 392.678098685948-1230.80662908999i | -0.29502 | 0.89124 | 2.4004971525559+36.0622773084799i | 856.790145193972-2912.41131357595i | 47 | 3035.8243 | 856.7901 | -2912.4113
47.25 | -0.39095 | 0.83555 | 2.82981136284358+31.7351479036697i | -0.053674 | 0.96601 | 1.56464590908999+47.2745456119239i | -0.095873 | 0.87575 | 5.6880707006011+44.5022900048723i | 0.81401 | -0.010631 | 485.90423494003-30.6318674797941i | 2.82981136284358+31.7351479036697i | -18486.7445942271-7597.78397900206i | 389.496126455368-1221.38077640601i | -0.28812 | 0.8946 | 2.37208976282299+36.3722440769325i | 843.447090190533-2887.02858674935i | 47.25 | 3007.7129 | 843.4471 | -2887.0286
47.5 | -0.38337 | 0.84017 | 2.80861896963935+32.072396557817i | -0.048098 | 0.96607 | 1.5844656263063+47.5474945746519i | -0.090883 | 0.87679 | 5.69170847614585+44.76191819164i | 0.81393 | -0.01066 | 485.68561032199-30.6905296730741i | 2.80861896963935+32.072396557817i | -18333.6640979005-7501.37370617111i | 388.589763936185-1215.45967179955i | -0.28105 | 0.89734 | 2.3664995889416+36.6813596785039i | 846.034429969462-2880.80121975881i | 47.5 | 3002.464 | 846.0344 | -2880.8012
47.75 | -0.37619 | 0.84504 | 2.76801542022844+32.4018234375487i | -0.042631 | 0.96604 | 1.60733006759218+47.8163864653741i | -0.085892 | 0.87758 | 5.706487292107+45.0200644258771i | 0.814 | -0.010618 | 485.892225641738-30.5925227950485i | 2.76801542022844+32.4018234375487i | -18232.4540122616-7327.54368957267i | 384.124120360919-1211.73083003663i | -0.27397 | 0.90036 | 2.3481063608474+36.9962820167583i | 837.847561504371-2868.30834511439i | 47.75 | 2988.1736 | 837.8476 | -2868.3083
48 | -0.36911 | 0.84909 | 2.75125695182538+32.7149685497912i | -0.03734 | 0.96588 | 1.6347746983714+48.0776616201803i | -0.081045 | 0.87798 | 5.73823167063075+45.2681862738172i | 0.81402 | -0.010648 | 485.934551379453-30.6847154914451i | 2.75125695182538+32.7149685497912i | -18098.7767397043-7150.11451375074i | 377.806955234214-1205.55630549909i | -0.26739 | 0.90309 | 2.33162171000417+37.2893077941046i | 812.305064435095-2860.20897590037i | 48 | 2973.3205 | 812.3051 | -2860.209
48.25 | -0.36158 | 0.85374 | 2.71764663170262+33.0552812273668i | -0.031755 | 0.96637 | 1.62926221271499+48.3574524286066i | -0.076165 | 0.87902 | 5.73631482400395+45.5260596520322i | 0.81414 | -0.010823 | 486.221570965169-31.2249769668881i | 2.71764663170262+33.0552812273668i | -17903.449726376-7005.09659540428i | 372.68194946207-1196.50151031672i | -0.25992 | 0.90593 | 2.31998141071016+37.6201222532042i | 811.24251931785-2828.6672103226i | 48.25 | 2942.6982 | 811.2425 | -2828.6672
48.5 | -0.3542 | 0.85778 | 2.6999559599228+33.3812259960079i | -0.026328 | 0.9663 | 1.65017981209684+48.6290213094657i | -0.071388 | 0.87974 | 5.7489289693512+45.7764965526829i | 0.81406 | -0.010766 | 486.014320571511-31.0357410029658i | 2.6999559599228+33.3812259960079i | -17726.6983039952-6911.86930099871i | 371.501324252197-1188.15154326547i | -0.25304 | 0.90857 | 2.30579061768511+37.9263352302537i | 802.164167495688-2813.80212314422i | 48.5 | 2925.9101 | 802.1642 | -2813.8021
48.75 | -0.34672 | 0.86193 | 2.67652639643008+33.7140714502623i | -0.020879 | 0.96631 | 1.66522496209039+48.9035898261605i | -0.066372 | 0.88051 | 5.75942427800425+46.0410615344642i | 0.81385 | -0.010905 | 485.370456956918-31.3647876313901i | 2.67652639643008+33.7140714502623i | -17578.6155878006-6758.51270604908i | 366.271406665419-1181.67185703527i | -0.24605 | 0.91084 | 2.30516088962418+38.2343245947781i | 801.516399991633-2803.12525998349i | 48.75 | 2915.4656 | 801.5164 | -2803.1253
49 | -0.33969 | 0.86593 | 2.64833253123169+34.0301077802794i | -0.015523 | 0.96614 | 1.68807337015059+49.174617960688i | -0.061627 | 0.88113 | 5.7742922274771+46.2913767168315i | 0.81395 | -0.010814 | 485.687272146783-31.1375043975414i | 2.64833253123169+34.0301077802794i | -17461.0499053195-6655.17402639666i | 364.872515883968-1176.09760032815i | -0.23926 | 0.91369 | 2.27636961178843+38.5427568103416i | 783.171132603115-2787.88884162486i | 49 | 2895.8041 | 783.1711 | -2787.8888
49.25 | -0.33202 | 0.86967 | 2.63664006193972+34.3661432698702i | -0.010166 | 0.96615 | 1.70054106113396+49.4477352661459i | -0.056789 | 0.88151 | 5.8007252236563+46.5455818687715i | 0.81392 | -0.010941 | 485.543623938776-31.4891230443351i | 2.63664006193972+34.3661432698702i | -17243.616063409-6470.9658759571i | 356.722665578822-1165.49657347598i | -0.23228 | 0.91578 | 2.27787329491778+38.8510285374244i | 771.331737196043-2769.57053341165i | 49.25 | 2874.9737 | 771.3317 | -2769.5705
49.5 | -0.32498 | 0.87366 | 2.60258220968631+34.68490900325i | -0.0048932 | 0.96643 | 1.69733156640141+49.7186651530458i | -0.052064 | 0.88245 | 5.7960976302562+46.8004925093776i | 0.81385 | -0.011105 | 485.308566291708-31.934805716737i | 2.60258220968631+34.68490900325i | -17100.8386105844-6347.50850927629i | 352.44538162223-1158.71840978725i | -0.22519 | 0.91823 | 2.26374506072687+39.169559611172i | 768.436048676708-2739.16269779992i | 49.5 | 2844.9088 | 768.436 | -2739.1627
49.75 | -0.31742 | 0.87708 | 2.59453333735331+35.0148651239058i | 0.000576 | 0.96594 | 1.73315593336761+49.9997772279321i | -0.047276 | 0.88302 | 5.80976102200095+47.0564726129411i | 0.81389 | -0.011114 | 485.417530308897-31.9739348824941i | 2.59453333735331+35.0148651239058i | -16964.0421808927-6309.14582162756i | 354.785869065429-1152.4690029459i | -0.21843 | 0.92053 | 2.24947906596882+39.4747197433263i | 758.910501070719-2737.41740610655i | 49.75 | 2840.6688 | 758.9105 | -2737.4174
50 | -0.31026 | 0.88092 | 2.56162778157009+35.3387186447755i | 0.0058552 | 0.9658 | 1.74876854141976+50.273453909568i | -0.042299 | 0.88374 | 5.81594018261395+47.3250718731826i | 0.81384 | -0.011113 | 485.269262744756-31.9534521185133i | 2.56162778157009+35.3387186447755i | -16889.1975228967-6179.744409151i | 351.192793565067-1149.98140413699i | -0.2114 | 0.92255 | 2.24708080733631+39.7891363828026i | 763.593551416076-2723.77859086747i | 50 | 2828.7886 | 763.5936 | -2723.7786
50.25 | -0.30294 | 0.88416 | 2.55068469580514+35.6602770860404i | 0.011006 | 0.96568 | 1.7622933643215+50.542037751458i | -0.037554 | 0.88396 | 5.84534056706315+47.5783821184253i | 0.81368 | -0.011236 | 484.769606768543-32.2488961621347i | 2.55068469580514+35.6602770860404i | -16701.3132065232-5995.52287991312i | 342.461736981541-1140.4098918727i | -0.20465 | 0.92474 | 2.23228367576918+40.0958525866182i | 733.397489607923-2702.12821382839i | 50.25 | 2799.8873 | 733.3975 | -2702.1282
50.5 | -0.29554 | 0.88777 | 2.52404479140476+35.9920967880448i | 0.016409 | 0.9658 | 1.76192984889716+50.8256894941305i | -0.032864 | 0.88451 | 5.8554370183258+47.8329489554253i | 0.81364 | -0.011396 | 484.582626027586-32.6900880131579i | 2.52404479140476+35.9920967880448i | -16491.5868362973-5852.3926485839i | 336.52784008271-1129.06293597525i | -0.19779 | 0.9266 | 2.23040226706331+40.4046513632546i | 736.311392775095-2679.75523734945i | 50.5 | 2779.0723 | 736.3114 | -2679.7552
50.75 | -0.28836 | 0.89084 | 2.51187058951335+36.3094638946799i | 0.021642 | 0.96541 | 1.78711913047634+51.1015151427395i | -0.028281 | 0.88517 | 5.85767451544135+48.083871958522i | 0.81366 | -0.011345 | 484.657414319901-32.5506831596465i | 2.51187058951335+36.3094638946799i | -16366.0098497364-5843.93896779143i | 340.047143345176-1123.06665481546i | -0.19096 | 0.92877 | 2.21230858598762+40.7176557134295i | 728.423510388951-2662.17766883344i | 50.75 | 2760.0346 | 728.4235 | -2662.1777
51 | -0.28093 | 0.89412 | 2.49208171139121+36.6408048542282i | 0.026901 | 0.96496 | 1.81402694752998+51.380438405819i | -0.023433 | 0.88558 | 5.8744697499532+48.3482772217356i | 0.81357 | -0.011424 | 484.393002327633-32.7465894661128i | 2.49208171139121+36.6408048542282i | -16248.1669590374-5722.73813543943i | 336.832060610958-1117.84037809933i | -0.18442 | 0.93043 | 2.2103585052275+41.014397763263i | 727.921108583712-2665.80683823197i | 51 | 2763.4028 | 727.9211 | -2665.8068
51.25 | -0.27391 | 0.89733 | 2.46632991088503+36.9569217914542i | 0.032021 | 0.96485 | 1.82149225260912+51.6537239768085i | -0.018603 | 0.88608 | 5.884831384625+48.6138435534357i | 0.81379 | -0.011507 | 484.992794500403-33.061135695097i | 2.46632991088503+36.9569217914542i | -16179.6131568475-5593.00003379782i | 331.617721013863-1115.44351926063i | -0.17734 | 0.93229 | 2.2031794764396+41.3378741513299i | 719.415565084722-2640.86142790567i | 51.25 | 2737.0984 | 719.4156 | -2640.8614
51.5 | -0.26631 | 0.90011 | 2.46243610896442+37.2912486922649i | 0.037131 | 0.96461 | 1.83410214315424+51.928050789488i | -0.013883 | 0.8862 | 5.913515129231+48.8719334687481i | 0.81357 | -0.011557 | 484.339327151778-33.1236048983152i | 2.46243610896442+37.2912486922649i | -15962.4746775784-5431.11868218225i | 323.646238234535-1104.46479323751i | -0.17102 | 0.93393 | 2.19580216064183+41.6280735629269i | 698.522633157636-2639.06188441039i | 51.5 | 2729.9417 | 698.5226 | -2639.0619
51.75 | -0.25943 | 0.90342 | 2.4252207473219+37.6058557608044i | 0.042344 | 0.96421 | 1.85469384913263+52.2096212155855i | -0.0093086 | 0.88678 | 5.91461928872705+49.1268610274726i | 0.81363 | -0.011643 | 484.481092162017-33.3890398539731i | 2.4252207473219+37.6058557608044i | -15879.6062136261-5360.93429645047i | 324.117762297165-1100.02616550776i | -0.16403 | 0.93561 | 2.1909129553731+41.9495446274939i | 709.861939777597-2611.53702636197i | 51.75 | 2706.2944 | 709.8619 | -2611.537
52 | -0.25206 | 0.90603 | 2.41925241507457+37.9322702807075i | 0.047352 | 0.96372 | 1.87885358371622+52.4817924348015i | -0.0046622 | 0.88701 | 5.9348935823182+49.3844126267422i | 0.8137 | -0.011541 | 484.715770574337-33.12349851738i | 2.41925241507457+37.9322702807075i | -15744.6848905944-5273.94232028768i | 321.84512642584-1094.0984488837i | -0.15738 | 0.93708 | 2.18958252649492+42.255423860695i | 701.715215004281-2602.22313315256i | 52 | 2695.1752 | 701.7152 | -2602.2231
52.25 | -0.24489 | 0.90875 | 2.40377251323559+38.2539486838015i | 0.052495 | 0.96342 | 1.89115282310777+52.7628662174895i | -2.6694e-05 | 0.88744 | 5.9423568795183+49.6441241858003i | 0.81344 | -0.011653 | 483.93591938545-33.3495614616197i | 2.40377251323559+38.2539486838015i | -15588.1339737484-5189.42162176714i | 319.313173294395-1085.66474081353i | -0.15073 | 0.93875 | 2.17711286856524+42.5654524638132i | 691.446797887232-2582.94678702339i | 52.25 | 2673.8947 | 691.4468 | -2582.9468
52.5 | -0.23766 | 0.91117 | 2.39791395248042+38.5758375181708i | 0.057635 | 0.96314 | 1.90113131035522+53.0453693880435i | 0.0048575 | 0.88766 | 5.9616911661941+49.9176738195214i | 0.81366 | -0.01175 | 484.538616094997-33.7077604231251i | 2.39791395248042+38.5758375181708i | -15499.5274796375-5080.72756153528i | 313.985742686153-1081.96383181376i | -0.14416 | 0.94035 | 2.16464450851718+42.8725785856024i | 669.737127293034-2578.71753568915i | 52.5 | 2664.2695 | 669.7371 | -2578.7175
52.75 | -0.23035 | 0.91407 | 2.37140633227095+38.9084105838998i | 0.062892 | 0.96265 | 1.92104243068874+53.336340780032i | 0.0093444 | 0.8879 | 5.9767472497059+50.1704972182395i | 0.81349 | -0.01183 | 484.002105571235-33.8690856530631i | 2.37140633227095+38.9084105838998i | -15308.2448401836-4976.55045726763i | 311.501970340611-1070.73806657577i | -0.13754 | 0.94154 | 2.16905168606448+43.1801037057194i | 681.515009188699-2559.95028051853i | 52.75 | 2649.1146 | 681.515 | -2559.9503
53 | -0.22339 | 0.91631 | 2.36444172750794+39.2203636184369i | 0.067648 | 0.96216 | 1.94054045050617+53.6012544931595i | 0.013924 | 0.88838 | 5.97728258376175+50.4312966872915i | 0.81349 | -0.011829 | 484.006445215461-33.8669195377966i | 2.36444172750794+39.2203636184369i | -15238.2254010689-4941.04220786479i | 312.078721898135-1068.8152843732i | -0.13081 | 0.94288 | 2.16489018915148+43.4957722153256i | 675.105226469081-2541.41731136954i | 53 | 2629.5568 | 675.1052 | -2541.4173
53.25 | -0.21605 | 0.91873 | 2.35164772877618+39.552112098056i | 0.07264 | 0.96172 | 1.95571764906611+53.880808460597i | 0.018511 | 0.88859 | 5.991740716296+50.6921974350225i | 0.81337 | -0.011893 | 483.639095625558-34.0056753207533i | 2.35164772877618+39.552112098056i | -15078.8674827412-4834.26085531869i | 308.069316312038-1060.86701868035i | -0.12449 | 0.94421 | 2.15582844170808+43.7941667696202i | 665.373962195088-2538.68264151044i | 53.25 | 2624.4299 | 665.374 | -2538.6826
53.5 | -0.20919 | 0.92114 | 2.33113934105927+39.8650067604271i | 0.077758 | 0.96131 | 1.96753765046043+54.1690528497165i | 0.023228 | 0.88872 | 6.0107950106807+50.961440112256i | 0.81355 | -0.011995 | 484.112144735029-34.359581491959i | 2.33113934105927+39.8650067604271i | -15004.0927889709-4723.95332998322i | 303.393364391384-1056.65257472132i | -0.11771 | 0.94532 | 2.1585129564922+44.1140998087496i | 663.308861899233-2513.74960916066i | 53.5 | 2599.7915 | 663.3089 | -2513.7496
53.75 | -0.20184 | 0.92297 | 2.33839844140257+40.1938452705401i | 0.082823 | 0.96065 | 1.99214708013369+54.4567024500805i | 0.027811 | 0.88877 | 6.03212554010085+51.2240152804535i | 0.8135 | -0.011922 | 484.000671144493-34.136017063906i | 2.33839844140257+40.1938452705401i | -14841.6762083575-4681.79334028552i | 302.810643774101-1047.93342721059i | -0.11127 | 0.94656 | 2.15048389191429+44.4206110018747i | 646.85749225327-2505.6424326845i | 53.75 | 2587.7922 | 646.8575 | -2505.6424
54 | -0.19496 | 0.92569 | 2.29984512738613+40.5146348154039i | 0.087676 | 0.96013 | 2.00860388012727+54.733681383652i | 0.032338 | 0.88889 | 6.04755381759525+51.4852452728455i | 0.81343 | -0.012031 | 483.78548484086-34.4226157475338i | 2.29984512738613+40.5146348154039i | -14749.9136556634-4524.02524583809i | 296.794867681455-1043.41402160095i | -0.10482 | 0.9476 | 2.14934605749808+44.7282857278857i | 650.628057150028-2490.93190167575i | 54 | 2574.5016 | 650.6281 | -2490.9319
54.25 | -0.18796 | 0.92716 | 2.31290302436364+40.8282253930938i | 0.092452 | 0.95958 | 2.02530547038918+55.0079820458135i | 0.036744 | 0.8892 | 6.0511240180168+51.741625203156i | 0.81342 | -0.012145 | 483.709109671326-34.7413700673883i | 2.31290302436364+40.8282253930938i | -14620.2838005295-4525.71590794414i | 298.132367529141-1037.11412687543i | -0.098431 | 0.94883 | 2.13651735330552+45.0359651818297i | 630.152118040369-2476.41584996067i | 54.25 | 2555.3331 | 630.1521 | -2476.4158
54.5 | -0.18072 | 0.92945 | 2.29131065212666+41.1631031613634i | 0.097527 | 0.95918 | 2.0313397206073+55.300599372945i | 0.041566 | 0.88949 | 6.0556503043737+52.0234258088415i | 0.81337 | -0.012191 | 483.531496374361-34.8516671458148i | 2.29131065212666+41.1631031613634i | -14520.4391954778-4431.39026737305i | 294.463017837163-1032.50185195911i | -0.091926 | 0.94968 | 2.14059250411781+45.3482228364033i | 638.223627007497-2470.6266455842i | 54.5 | 2551.7299 | 638.2236 | -2470.6266
54.75 | -0.17394 | 0.93132 | 2.27994214288463+41.4751053963628i | 0.1023 | 0.95829 | 2.06535604142359+55.5794979864295i | 0.045987 | 0.88939 | 6.08004667239295+52.2815630484915i | 0.81332 | -0.012267 | 483.377914178319-35.0500112139018i | 2.27994214288463+41.4751053963628i | -14433.2021351449-4344.45730026855i | 292.385089161636-1027.76094886656i | -0.085378 | 0.9507 | 2.1346365658842+45.6655268944269i | 623.83783253016-2448.34150101152i | 54.75 | 2526.5688 | 623.8378 | -2448.3415
55 | -0.16685 | 0.9331 | 2.27301125472912+41.801365324448i | 0.10716 | 0.95773 | 2.07829925360916+55.863700229329i | 0.050567 | 0.88932 | 6.10291325791915+52.5505282607905i | 0.81305 | -0.012328 | 482.595790994674-35.12021307976i | 2.27301125472912+41.801365324448i | -14284.0412174026-4226.32164695694i | 286.422392926462-1019.73187181864i | -0.079198 | 0.95144 | 2.1375237306908+45.9653401389203i | 615.977134771008-2440.01650250705i | 55 | 2516.5668 | 615.9771 | -2440.0165
55.25 | -0.16019 | 0.93499 | 2.2548799749373+42.1120697465755i | 0.11186 | 0.95721 | 2.08871027653658+56.1400806371785i | 0.054784 | 0.88936 | 6.1157851293326+52.7999875541615i | 0.81331 | -0.01237 | 483.317952559078-35.3395638089152i | 2.2548799749373+42.1120697465755i | -14172.4646578767-4146.35696505929i | 283.569637229687-1013.65656541485i | -0.072725 | 0.95224 | 2.1371604845034+46.2814157531267i | 614.225879569611-2410.89794893661i | 55.25 | 2487.9112 | 614.2259 | -2410.8979
55.5 | -0.15301 | 0.93631 | 2.26430211642724+42.4418923180029i | 0.11696 | 0.95636 | 2.11573574519136+56.4431440965145i | 0.059363 | 0.88952 | 6.1225481326123+53.0726115515585i | 0.81324 | -0.012439 | 483.071421392749-35.5055259651581i | 2.26430211642724+42.4418923180029i | -14043.8463988211-4167.25869367813i | 286.959198128495-1006.08710623996i | -0.066511 | 0.95297 | 2.13669729276033+46.5864311405555i | 613.341285329469-2410.15042692414i | 55.5 | 2486.9686 | 613.3413 | -2410.1504
55.75 | -0.14629 | 0.93828 | 2.23829823320602+42.7587209038778i | 0.12161 | 0.95566 | 2.13453441888141+56.7205565262755i | 0.063854 | 0.88955 | 6.13488110442445+53.3409458715045i | 0.81316 | -0.0127 | 482.756472026343-36.2120711698278i | 2.23829823320602+42.7587209038778i | -13983.3882881233-4039.65131972593i | 281.876256042282-1003.63857751903i | -0.06018 | 0.95366 | 2.1370763289422+46.8986443747877i | 610.784113824507-2395.87959461975i | 55.75 | 2472.5081 | 610.7841 | -2395.8796
56 | -0.13956 | 0.93962 | 2.2377975182565+43.072708787816i | 0.1263 | 0.95491 | 2.15456624063127+57.0024179468165i | 0.068343 | 0.88951 | 6.15065282097275+53.610336670713i | 0.81318 | -0.012525 | 482.879945476337-35.7267851054265i | 2.2377975182565+43.072708787816i | -13899.3626782074-4002.94420803064i | 281.395272988758-999.502818571051i | -0.054044 | 0.95446 | 2.12891639558451+47.2036892174599i | 598.316271756092-2388.34829744913i | 56 | 2462.1515 | 598.3163 | -2388.3483
56.25 | -0.13269 | 0.94125 | 2.22309935621402+43.3970334963151i | 0.13097 | 0.95439 | 2.160324062603+57.283616537887i | 0.072778 | 0.88929 | 6.175319551516+53.877529435626i | 0.81304 | -0.012694 | 482.42362021464-36.1504796324335i | 2.22309935621402+43.3970334963151i | -13763.9673260356-3848.48326403656i | 272.650577854859-992.40273902209i | -0.047806 | 0.95486 | 2.1386862840393+47.513643140538i | 593.292000382351-2368.87398995073i | 56.25 | 2442.04 | 593.292 | -2368.874
56.5 | -0.12594 | 0.94245 | 2.22479292289553+43.713738877272i | 0.13578 | 0.95344 | 2.18953496893454+57.577743740614i | 0.077006 | 0.8893 | 6.18494817364955+54.1340956448015i | 0.81326 | -0.012585 | 483.07620592346-35.9246420290432i | 2.22479292289553+43.713738877272i | -13654.3063096715-3874.56974483813i | 276.963279020601-985.57895809323i | -0.041647 | 0.95566 | 2.12616042847048+47.823323384808i | 585.609634710926-2357.67484349706i | 56.5 | 2429.3146 | 585.6096 | -2357.6748
56.75 | -0.11891 | 0.94395 | 2.21216745542098+44.0482118227013i | 0.14045 | 0.95265 | 2.20883753672985+57.863564053659i | 0.081511 | 0.88933 | 6.19294592319365+54.408934347002i | 0.81315 | -0.0128 | 482.68938289688-36.490476734662i | 2.21216745542098+44.0482118227013i | -13557.2536645867-3785.64145709479i | 273.780462851126-981.383978099797i | -0.035493 | 0.95609 | 2.1305670661731+48.1328811672467i | 586.363306123988-2354.85711792481i | 56.75 | 2426.762 | 586.3633 | -2354.8571
57 | -0.11247 | 0.94524 | 2.20223437248236+44.3550894065895i | 0.14491 | 0.95186 | 2.22804731023324+58.1388330700365i | 0.085902 | 0.88916 | 6.2111399860691+54.677847433729i | 0.81323 | -0.012788 | 482.911129056149-36.4871474262509i | 2.20223437248236+44.3550894065895i | -13510.236432919-3705.07127052623i | 270.634670627767-979.650440890165i | -0.029179 | 0.95653 | 2.13242598870423+48.4525611458103i | 577.178339481792-2332.00653992925i | 57 | 2402.3716 | 577.1783 | -2332.0065
57.25 | -0.10553 | 0.94638 | 2.20116574825026+44.6864307013236i | 0.14972 | 0.95108 | 2.24384912606397+58.437012879174i | 0.09035 | 0.88884 | 6.23812063758745+54.9514963661785i | 0.81303 | -0.01278 | 482.36549331369-36.3883316465397i | 2.20116574825026+44.6864307013236i | -13359.3249373201-3616.80333153163i | 266.042332304725-970.72030691449i | -0.023146 | 0.95697 | 2.13158113214459+48.7598422496443i | 565.595280845909-2323.12662267002i | 57.25 | 2390.9863 | 565.5953 | -2323.1266
57.5 | -0.099055 | 0.94775 | 2.18318311344871+44.9990900007679i | 0.15443 | 0.95041 | 2.25137769428675+58.7299950422865i | 0.094576 | 0.88869 | 6.25265399163775+55.2131273001655i | 0.81319 | -0.012913 | 482.757404433332-36.8258973772974i | 2.18318311344871+44.9990900007679i | -13257.0471312824-3538.17034717523i | 262.467958629749-964.186133312301i | -0.016928 | 0.9573 | 2.13481551685486+49.0781015008064i | 566.286082650073-2295.70464471102i | 57.5 | 2364.5168 | 566.2861 | -2295.7046
57.75 | -0.092268 | 0.94848 | 2.19525269823216+45.3240095142128i | 0.15902 | 0.94914 | 2.29580355606895+59.0220168672165i | 0.098782 | 0.88839 | 6.2755395783977+55.4747453227305i | 0.81316 | -0.012884 | 482.673260994349-36.7299065112543i | 2.19525269823216+45.3240095142128i | -13141.2253378365-3531.22280970428i | 264.818891355212-957.409149606242i | -0.010995 | 0.95754 | 2.13994971755317+49.383354900892i | 560.824005014466-2291.11606686219i | 57.75 | 2358.7574 | 560.824 | -2291.1161
58 | -0.085659 | 0.94988 | 2.17197004373237+45.6469493436484i | 0.16353 | 0.94854 | 2.29855521412544+59.3053543636755i | 0.10327 | 0.8885 | 6.2720122517436+55.756088785753i | 0.81322 | -0.013148 | 482.735896926266-37.4999191782605i | 2.17197004373237+45.6469493436484i | -13096.893010753-3441.60104798193i | 260.841302000707-956.471443842701i | -0.0049414 | 0.95782 | 2.14153733265969+49.6968362321361i | 564.612913979382-2283.6224604371i | 58 | 2352.3859 | 564.6129 | -2283.6225
58.25 | -0.079134 | 0.95049 | 2.18358771643473+45.9626557182136i | 0.168 | 0.94762 | 2.32023398438935+59.591262561099i | 0.10758 | 0.88812 | 6.2978890208497+56.026934694943i | 0.81326 | -0.013039 | 482.895146643848-37.2085420366257i | 2.18358771643473+45.9626557182136i | -13001.1156692191-3398.09894039396i | 258.874518548026-951.362203185099i | 0.00095223 | 0.95803 | 2.14441385184438+50.003715660543i | 550.754455994877-2273.74015882631i | 58.25 | 2339.4924 | 550.7545 | -2273.7402
58.5 | -0.072559 | 0.9517 | 2.16434064150235+46.2863203365463i | 0.17268 | 0.94665 | 2.34172913852604+59.8916864346725i | 0.11195 | 0.88792 | 6.31147620026675+56.303149670873i | 0.81323 | -0.013138 | 482.792325718243-37.478985455118i | 2.16434064150235+46.2863203365463i | -12927.1587388604-3327.87622187893i | 256.94478739142-946.801401469168i | 0.0068219 | 0.95819 | 2.14826687191597+50.3110768991325i | 557.066297087505-2268.360252223i | 58.5 | 2335.7614 | 557.0663 | -2268.3603
58.75 | -0.066132 | 0.95231 | 2.17116941027676+46.6011534461059i | 0.17707 | 0.94572 | 2.36241926915798+60.1758931608555i | 0.11604 | 0.88756 | 6.333725414634+56.5632800893365i | 0.81324 | -0.013069 | 482.839232795712-37.2862606508007i | 2.17116941027676+46.6011534461059i | -12807.1205762844-3286.43806810533i | 255.340822190987-939.854976829597i | 0.013025 | 0.95831 | 2.15250520132671+50.6378463689305i | 544.113989803365-2236.51786427558i | 58.75 | 2301.7542 | 544.114 | -2236.5179
59 | -0.059365 | 0.95318 | 2.16478340489699+46.9360255609004i | 0.18149 | 0.94488 | 2.37579365337154+60.462189132704i | 0.12022 | 0.88734 | 6.3459667189862+56.830261625016i | 0.81323 | -0.013185 | 482.75652536132-37.6093702778207i | 2.16478340489699+46.9360255609004i | -12676.9581805738-3206.73868500149i | 251.636234130637-933.292007690941i | 0.018613 | 0.95841 | 2.15509294127504+50.934012903127i | 542.76176992999-2239.46847895656i | 59 | 2304.3024 | 542.7618 | -2239.4685
59.25 | -0.05314 | 0.95397 | 2.1574259230731+47.2458312632077i | 0.18612 | 0.94388 | 2.39626213056899+60.76540947715i | 0.12462 | 0.88722 | 6.3506675314026+57.1128408104975i | 0.81312 | -0.013357 | 482.379877007229-38.0505089760089i | 2.1574259230731+47.2458312632077i | -12633.5587001832-3192.36076143918i | 252.558099595035-930.002288720601i | 0.024752 | 0.95827 | 2.16927001079617+51.2610842609355i | 551.774479519011-2214.01681087324i | 59.25 | 2281.7374 | 551.7745 | -2214.0168
59.5 | -0.046484 | 0.95445 | 2.16519514462061+47.5772865772257i | 0.19052 | 0.94276 | 2.42541916191787+61.0574764160935i | 0.12894 | 0.88682 | 6.37203470220685+57.392060710865i | 0.81293 | -0.013324 | 481.855876000292-37.8809114092078i | 2.16519514462061+47.5772865772257i | -12531.4906024715-3143.58331408572i | 251.052275354686-924.77635106318i | 0.030611 | 0.95844 | 2.16464453214608+51.5755391534005i | 534.755384860349-2209.57372793091i | 59.5 | 2273.363 | 534.7554 | -2209.5737
59.75 | -0.040209 | 0.95525 | 2.15301152021715+47.8933229411102i | 0.19489 | 0.94181 | 2.44315306179805+61.3476978848635i | 0.13327 | 0.88639 | 6.39439455467085+57.6732592571575i | 0.8127 | -0.013618 | 481.089898054257-38.6142640686866i | 2.15301152021715+47.8933229411102i | -12469.5032763354-3028.50893320845i | 244.967094872965-921.516473089577i | 0.03643 | 0.95815 | 2.18313426277359+51.889532755709i | 536.354367993026-2192.92653878346i | 59.75 | 2257.5657 | 536.3544 | -2192.9265
60 | -0.033721 | 0.95549 | 2.16775702616026+48.2195453236413i | 0.19918 | 0.94105 | 2.44816453244541+61.632037380713i | 0.13733 | 0.88587 | 6.42214346467865+57.939145430144i | 0.81265 | -0.013536 | 480.987274695636-38.363541441107i | 2.16775702616026+48.2195453236413i | -12310.0185118036-2956.01513229193i | 239.476000305703-912.795891445674i | 0.042014 | 0.9581 | 2.18644291552822+52.1928437488995i | 519.04765387348-2181.82311440452i | 60 | 2242.7132 | 519.0477 | -2181.8231
60.25 | -0.027409 | 0.95631 | 2.15012827386066+48.5412434397142i | 0.20377 | 0.9399 | 2.47377843324698+61.9420887558635i | 0.14141 | 0.88579 | 6.419160036141+58.206540170761i | 0.81269 | -0.013763 | 481.009762579088-39.0160131879746i | 2.15012827386066+48.5412434397142i | -12228.3838606241-2954.73531995329i | 242.385766838698-906.654422308119i | 0.047783 | 0.95795 | 2.19387768844463+52.5081170751585i | 536.369216293847-2167.3819364633i | 60.25 | 2232.7643 | 536.3692 | -2167.3819
60.5 | -0.021215 | 0.95673 | 2.15011635500425+48.8573279060452i | 0.20816 | 0.93876 | 2.49939262930355+62.240692115019i | 0.1456 | 0.88542 | 6.43418139691185+58.4834227529335i | 0.81266 | -0.013655 | 480.958438618743-38.7006295444765i | 2.15011635500425+48.8573279060452i | -12160.02568886-2939.85401893834i | 243.21141169878-902.245319231338i | 0.05373 | 0.95782 | 2.19830043480248+52.835138788813i | 532.767690482339-2145.31933558796i | 60.5 | 2210.4833 | 532.7677 | -2145.3193
60.75 | -0.014767 | 0.95717 | 2.14811772322155+49.1884171051472i | 0.21243 | 0.93762 | 2.52598531387878+62.5328681672765i | 0.14988 | 0.88486 | 6.46053861233355+58.7681994471725i | 0.8124 | -0.013815 | 480.184772215133-39.0444980821307i | 2.14811772322155+49.1884171051472i | -12078.6407099813-2839.71754818062i | 238.240802267897-898.397182185712i | 0.059167 | 0.95746 | 2.21348151189488+53.136252942931i | 531.514846983113-2148.41810057585i | 60.75 | 2213.1896 | 531.5148 | -2148.4181
61 | -0.008676 | 0.95746 | 2.15071517628674+49.5027010945914i | 0.21679 | 0.9367 | 2.5352543829593+62.8307990384955i | 0.15396 | 0.88444 | 6.4771634566821+59.0403849575525i | 0.81257 | -0.013851 | 480.624549675596-39.2135043864223i | 2.15071517628674+49.5027010945914i | -11990.3725664806-2803.65981149217i | 236.116485705812-892.818808090134i | 0.064935 | 0.95709 | 2.22748378393942+53.4577102080865i | 531.329296385071-2123.97748237316i | 61 | 2189.4271 | 531.3293 | -2123.9775
61.25 | -0.0022081 | 0.95776 | 2.15134927999086+49.8385539595862i | 0.22111 | 0.9354 | 2.56917684367898+63.1327606580905i | 0.15802 | 0.88377 | 6.5096771156218+59.31401165282i | 0.81256 | -0.013876 | 480.594193154684-39.2796692552804i | 2.15134927999086+49.8385539595862i | -11881.3524248331-2727.27461777853i | 233.006555986357-886.400830863249i | 0.070382 | 0.95685 | 2.23317282728864+53.7631279424525i | 524.705402351422-2125.2263664255i | 61.25 | 2189.0415 | 524.7054 | -2125.2264
61.5 | 0.0037485 | 0.95817 | 2.14309251974648+50.150042857563i | 0.22539 | 0.93426 | 2.59200966711215+63.4312635924785i | 0.16216 | 0.88356 | 6.5093535571306+59.593210748238i | 0.81251 | -0.014058 | 480.388490750027-39.7688417455672i | 2.14309251974648+50.150042857563i | -11843.5749757615-2719.36615349273i | 234.62673125514-883.822899051112i | 0.076032 | 0.95624 | 2.25707172762919+54.082553520069i | 543.519317049064-2105.33174396972i | 61.5 | 2174.3585 | 543.5193 | -2105.3317
61.75 | 0.009993 | 0.95806 | 2.16054413588895+50.4775393061545i | 0.22954 | 0.9331 | 2.61708262738797+63.7242600987995i | 0.16623 | 0.88297 | 6.5344552583188+59.87011766661i | 0.81248 | -0.01398 | 480.341950223201-39.5402535676863i | 2.16054413588895+50.4775393061545i | -11741.0957532679-2685.58440610969i | 233.006078036618-878.309408948284i | 0.081486 | 0.95595 | 2.26226107430095+54.392324965475i | 530.415756075683-2101.02173114013i | 61.75 | 2166.941 | 530.4158 | -2101.0217
62 | 0.016031 | 0.95855 | 2.14413676934779+50.7972302840335i | 0.23374 | 0.93219 | 2.62303273452736+64.0184470819675i | 0.17041 | 0.8825 | 6.5490932039151+60.1554880627765i | 0.81246 | -0.014128 | 480.210400445664-39.9418762916376i | 2.14413676934779+50.7972302840335i | -11687.8994913476-2591.19290377664i | 227.709709293154-875.777956545138i | 0.086905 | 0.95537 | 2.2822995225088+54.7027862261365i | 540.659247830183-2089.67425883183i | 62 | 2158.4835 | 540.6592 | -2089.6743
62.25 | 0.022227 | 0.95838 | 2.16114276068229+51.1263576148905i | 0.23824 | 0.93091 | 2.64897294752886+64.33961428383i | 0.17453 | 0.88172 | 6.5840100763002+60.4402974921315i | 0.81247 | -0.014087 | 480.259058788019-39.8331711694011i | 2.16114276068229+51.1263576148905i | -11579.21517786-2563.15727497322i | 226.029676347755-867.98821562095i | 0.092271 | 0.95507 | 2.28450332655479+55.0113794872945i | 527.602756985844-2088.55798454667i | 62.25 | 2154.1678 | 527.6028 | -2088.558
62.5 | 0.028238 | 0.95883 | 2.14198077288602+51.4483359156625i | 0.2423 | 0.92979 | 2.66839149531225+64.6305760171035i | 0.17839 | 0.88154 | 6.5788843756217+60.7054505090835i | 0.81235 | -0.014328 | 479.817835826775-40.4552363555002i | 2.14198077288602+51.4483359156625i | -11495.6027487285-2525.9022525894i | 226.077469327538-863.024270323512i | 0.097354 | 0.95456 | 2.29865117581762+55.3062335098905i | 548.38961623652-2085.28278048924i | 62.5 | 2156.1854 | 548.3896 | -2085.2828
62.75 | 0.034319 | 0.95871 | 2.15209343026283+51.7755913062195i | 0.24643 | 0.9285 | 2.69763702578662+64.9309946118495i | 0.1826 | 0.88094 | 6.59862950823675+60.998212361456i | 0.81242 | -0.014353 | 479.996100721908-40.5519022566734i | 2.15209343026283+51.7755913062195i | -11454.4195832432-2495.05495431358i | 225.379738368054-861.354444798075i | 0.10286 | 0.95404 | 2.30950296914511+55.627398782103i | 542.627374798422-2081.03766816748i | 62.75 | 2150.619 | 542.6274 | -2081.0377
63 | 0.040365 | 0.95857 | 2.16084373329546+52.103135784216i | 0.25065 | 0.92753 | 2.70271486880179+65.234673184497i | 0.18657 | 0.88035 | 6.6185386021761+61.276528706457i | 0.81228 | -0.014351 | 479.625473354529-40.489194819222i | 2.16084373329546+52.103135784216i | -11326.1466037676-2449.37077419662i | 221.739805157718-853.364831715744i | 0.10802 | 0.95373 | 2.30831220443303+55.9298793459645i | 531.26573813182-2077.35206806426i | 63 | 2144.2096 | 531.2657 | -2077.3521
63.25 | 0.046314 | 0.95858 | 2.15992479299487+52.42748574489i | 0.25487 | 0.92608 | 2.73956622122514+65.547075638477i | 0.19068 | 0.8797 | 6.6407884830009+61.565969861487i | 0.81246 | -0.01444 | 480.081598368614-40.8147755876628i | 2.15992479299487+52.42748574489i | -11298.1864441373-2416.23130088724i | 221.784438475909-851.37043810491i | 0.11328 | 0.95316 | 2.32023152975348+56.2409357684985i | 535.030329187956-2079.53566246231i | 63.25 | 2147.2601 | 535.0303 | -2079.5357
63.5 | 0.052226 | 0.95831 | 2.17214928166422+52.7519722773035i | 0.25882 | 0.92477 | 2.77001527274344+65.8411737506395i | 0.19466 | 0.87901 | 6.6648474626895+61.848834888158i | 0.81238 | -0.014426 | 479.848694750295-40.7390171980759i | 2.17214928166422+52.7519722773035i | -11229.2402918769-2377.99199589843i | 220.401763624596-847.833964175626i | 0.11843 | 0.95292 | 2.31180434755839+56.545849510677i | 514.353256824452-2084.95150742654i | 63.5 | 2147.4594 | 514.3533 | -2084.9515
63.75 | 0.058051 | 0.95831 | 2.16758937378335+53.073561702792i | 0.26297 | 0.9237 | 2.77948101887797+66.146844184333i | 0.19849 | 0.87841 | 6.68268564344175+62.121185610033i | 0.81234 | -0.014673 | 479.652331554124-41.4138978885789i | 2.16758937378335+53.073561702792i | -11124.4247866935-2313.76364285107i | 216.337688496986-840.802574112773i | 0.12358 | 0.95222 | 2.32883133171003+56.854433589438i | 519.768339466803-2070.09574232452i | 63.75 | 2134.3513 | 519.7683 | -2070.0957
64 | 0.066692 | 0.95362 | 2.41952318726757+53.560468731119i | 0.26275 | 0.92237 | 2.87601566635489+66.1529864277305i | 0.20494 | 0.874 | 6.9530160638103+62.6079520735245i | 0.81411 | -0.014763 | 484.5703987771-42.4532881884197i | 2.41952318726757+53.560468731119i | -11387.5322769807-1460.82786376859i | 148.594535263955-898.92269853591i | 0.12483 | 0.95117 | 2.38533354522583+56.93399098325i | 250.181682193466-2480.68041091695i | 64 | 2493.2642 | 250.1817 | -2480.6804
64.25 | 0.069506 | 0.95795 | 2.17293287794114+53.7122021969775i | 0.27091 | 0.92114 | 2.82988395800238+66.7455095434665i | 0.2063 | 0.87741 | 6.7006560911958+62.680386479099i | 0.81239 | -0.014587 | 479.810281085819-41.1928729082271i | 2.17293287794114+53.7122021969775i | -11009.1465858417-2304.49313195213i | 218.836909884146-833.662642388541i | 0.13406 | 0.95113 | 2.33830785400472+57.4872087593395i | 517.967739706957-2050.38467109213i | 64.25 | 2114.7974 | 517.9677 | -2050.3847
64.5 | 0.075513 | 0.9573 | 2.19826125238702+54.051137361669i | 0.27502 | 0.91964 | 2.86686176842403+67.062004368555i | 0.21056 | 0.87642 | 6.7401368980682+62.9913597863655i | 0.81262 | -0.014617 | 480.449748520089-41.3784360775906i | 2.19826125238702+54.051137361669i | -10981.8998662989-2259.71367666811i | 216.48150482693-832.931442210851i | 0.13946 | 0.95076 | 2.32937663803196+57.8157000431065i | 484.529369121636-2059.83127068452i | 64.5 | 2116.0514 | 484.5294 | -2059.8313
64.75 | 0.081175 | 0.95718 | 2.19330233290435+54.3718852639005i | 0.27918 | 0.91854 | 2.87315180968459+67.376255256872i | 0.21432 | 0.87572 | 6.76153253189825+63.266567689895i | 0.81256 | -0.014729 | 480.222416449294-41.6634731621398i | 2.19330233290435+54.3718852639005i | -10873.0845431756-2202.12318399806i | 212.467098611669-825.00258783393i | 0.1444 | 0.95012 | 2.33701726951828+58.119396506502i | 485.397019294414-2049.64950746631i | 64.75 | 2106.3412 | 485.397 | -2049.6495
65 | 0.086788 | 0.95697 | 2.19081583410038+54.6918542512475i | 0.28308 | 0.91759 | 2.87217106262754+67.671514593884i | 0.21832 | 0.87536 | 6.75563049557875+63.556913038768i | 0.8127 | -0.014863 | 480.568948923848-42.1020214541605i | 2.19081583410038+54.6918542512475i | -10832.4296159667-2183.94096826292i | 211.485894078449-823.467819197614i | 0.14976 | 0.94955 | 2.3368420845459+58.4496178859815i | 480.670523892408-2032.31494221288i | 65 | 2088.3841 | 480.6705 | -2032.3149
65.25 | 0.092551 | 0.95635 | 2.21014531277869+55.023693094381i | 0.28705 | 0.91584 | 2.92631508042485+67.988340923464i | 0.22212 | 0.87444 | 6.7901273926692+63.839416782291i | 0.81259 | -0.014794 | 480.291874149838-41.8602495934112i | 2.21014531277869+55.023693094381i | -10751.1715617598-2176.01805976396i | 213.001414384471-817.502066237106i | 0.15477 | 0.94886 | 2.34409275949242+58.7619545989325i | 471.264333301968-2033.96134770681i | 65.25 | 2087.8431 | 471.2643 | -2033.9613
65.5 | 0.097941 | 0.95612 | 2.20614803754263+55.3350069594795i | 0.29085 | 0.91461 | 2.94509538822534+68.2849259126815i | 0.22595 | 0.8737 | 6.8105038947231+64.124235163921i | 0.81251 | -0.015004 | 479.964961533012-42.4107854802185i | 2.20614803754263+55.3350069594795i | -10713.5098960406-2110.26573615836i | 209.48133673525-815.349830018192i | 0.15991 | 0.94794 | 2.36379637313719+59.0861927666135i | 471.903235336688-2012.04697133006i | 65.5 | 2066.646 | 471.9032 | -2012.047
65.75 | 0.10368 | 0.95541 | 2.22700054467951+55.670358422637i | 0.29493 | 0.91315 | 2.97430840295093+68.608320526605i | 0.23007 | 0.87272 | 6.84513703510135+64.4341887000375i | 0.81233 | -0.015075 | 479.42071018316-42.5265607270658i | 2.22700054467951+55.670358422637i | -10654.8311202136-2070.51664572481i | 206.91183714819-811.581004331667i | 0.16509 | 0.94723 | 2.36747493672377+59.412983630678i | 452.23938579249-2010.56566165372i | 65.75 | 2060.7995 | 452.2394 | -2010.5657
66 | 0.10913 | 0.95518 | 2.21947992000319+55.988575313224i | 0.29879 | 0.9119 | 2.99130715427704+68.91349956639i | 0.23365 | 0.87192 | 6.87050753519405+64.704583772196i | 0.81221 | -0.015297 | 478.992844681631-43.0897773696688i | 2.21947992000319+55.988575313224i | -10561.0959269758-1993.87841586801i | 202.339359080907-805.027920881074i | 0.16993 | 0.94643 | 2.37890240600055+59.7214761212475i | 451.432136018001-1996.2439552633i | 66 | 2046.6511 | 451.4321 | -1996.244
66.25 | 0.11476 | 0.95446 | 2.23770722510842+56.322369752798i | 0.3028 | 0.91037 | 3.02478057093326+69.2373982379295i | 0.23745 | 0.87126 | 6.8823246183143+64.9917278149505i | 0.81236 | -0.015183 | 479.478948515006-42.8451277344752i | 2.23770722510842+56.322369752798i | -10484.1020634812-2031.8905469679i | 206.033974152404-799.21915975444i | 0.17514 | 0.94568 | 2.38175260167331+60.054146077866i | 445.920590222091-1985.0289081046i | 66.25 | 2034.4987 | 445.9206 | -1985.0289
66.5 | 0.12029 | 0.95401 | 2.23858223204707+56.6505428578475i | 0.3065 | 0.90901 | 3.05041364259207+69.5367766861015i | 0.24121 | 0.87057 | 6.89568054482165+65.2770074355725i | 0.81215 | -0.015309 | 478.81819951606-43.0967585701281i | 2.23858223204707+56.6505428578475i | -10415.6838349736-1990.04814251928i | 204.541826542561-795.393789374134i | 0.17996 | 0.94472 | 2.39969161144408+60.367083244707i | 451.170445418105-1978.70291470798i | 66.5 | 2029.4876 | 451.1704 | -1978.7029
66.75 | 0.12573 | 0.95368 | 2.23127535067698+56.9748981652425i | 0.31039 | 0.90773 | 3.0659633071889+69.8499841862735i | 0.24512 | 0.86973 | 6.91764788946965+65.576810381711i | 0.81213 | -0.015401 | 478.737161138847-43.3440127142891i | 2.23127535067698+56.9748981652425i | -10383.3842693361-1925.42178171053i | 200.984882744568-793.44127034036i | 0.18533 | 0.94387 | 2.40481557547248+60.7152608581535i | 441.200207183476-1952.80024894807i | 66.75 | 2002.0206 | 441.2002 | -1952.8002
67 | 0.13117 | 0.95297 | 2.24393330221839+57.3037626457755i | 0.31416 | 0.90634 | 3.09097413504662+70.159178126133i | 0.24891 | 0.8688 | 6.9459765237542+65.8705099895925i | 0.81198 | -0.015495 | 478.264337852302-43.5335941778233i | 2.24393330221839+57.3037626457755i | -10315.4031632359-1877.67246489441i | 198.071988907751-789.366015925089i | 0.19004 | 0.94293 | 2.41918569626748+61.0248107995125i | 435.693525677098-1952.96190296817i | 67 | 2000.972 | 435.6935 | -1952.9619
67.25 | 0.1364 | 0.95238 | 2.24999019392647+57.6210218626715i | 0.31803 | 0.90487 | 3.11851643680092+70.479649797717i | 0.25252 | 0.86795 | 6.96964055891675+66.1514342417865i | 0.81193 | -0.015616 | 478.085651152285-43.8503066855985i | 2.24999019392647+57.6210218626715i | -10244.7317290256-1857.89608318732i | 197.399634450909-783.387233618987i | 0.19483 | 0.94193 | 2.43563428480309+61.3424679613135i | 437.588286185586-1937.82643046626i | 67.25 | 1986.6189 | 437.5883 | -1937.8264
67.5 | 0.14194 | 0.95157 | 2.26515480667133+57.960517823425i | 0.32177 | 0.90335 | 3.15110523311765+70.793572713555i | 0.25632 | 0.86717 | 6.98513541157415+66.4478251439865i | 0.81194 | -0.015623 | 478.090092270974-43.8705971287581i | 2.26515480667133+57.960517823425i | -10182.077320797-1851.89120774408i | 198.137427802847-779.747103695174i | 0.19982 | 0.94099 | 2.44493014105702+61.673891740958i | 431.842885427666-1931.7553258848i | 67.5 | 1979.436 | 431.8429 | -1931.7553
67.75 | 0.1472 | 0.95121 | 2.25250672096168+58.2827415016315i | 0.32554 | 0.90217 | 3.15691394940856+71.103382597612i | 0.25997 | 0.86648 | 6.9941610238816+66.732562492664i | 0.81202 | -0.015683 | 478.285242647945-44.0722699746702i | 2.25250672096168+58.2827415016315i | -10123.9888021095-1807.05990528663i | 195.680750445959-775.859307071376i | 0.20462 | 0.93985 | 2.46727947375449+61.997499927422i | 446.196469381581-1912.37231394638i | 67.75 | 1963.736 | 446.1965 | -1912.3723
68 | 0.15252 | 0.95028 | 2.27311943764766+58.6137996314825i | 0.32945 | 0.90072 | 3.17845192618286+71.43285415095i | 0.26401 | 0.86551 | 7.0187005993216+67.0531951241935i | 0.81218 | -0.015643 | 478.766832207533-44.0404274470906i | 2.27311943764766+58.6137996314825i | -10110.6954674267-1802.71126935194i | 195.355905007427-774.927152756108i | 0.20958 | 0.93914 | 2.45849419717032+62.329151371898i | 424.086850064203-1915.49548123908i | 68 | 1961.8799 | 424.0869 | -1915.4955
68.25 | 0.15777 | 0.94971 | 2.27040125485982+58.940553252818i | 0.33307 | 0.89919 | 3.21236883293952+71.743264842852i | 0.26758 | 0.86446 | 7.0537496805035+67.339312048626i | 0.81212 | -0.01579 | 478.534606561181-44.4202326174369i | 2.27040125485982+58.940553252818i | -10057.1852212157-1724.35638220922i | 191.447854723658-771.465285280781i | 0.21408 | 0.93806 | 2.47790035446144+62.6364744088915i | 425.935973563342-1915.03104768916i | 68.25 | 1961.827 | 425.936 | -1915.031
68.5 | 0.16304 | 0.94881 | 2.28596488237444+59.272986532888i | 0.33679 | 0.8976 | 3.24697802044279+72.0654581731265i | 0.27115 | 0.86358 | 7.0754322134813+67.625711063892i | 0.81231 | -0.015731 | 479.08743681836-44.3462411119844i | 2.28596488237444+59.272986532888i | -9988.91953669062-1727.84264765543i | 192.639557937217-766.371868260675i | 0.21913 | 0.93695 | 2.49056224292757+62.9827338751i | 419.756409114923-1892.4682166107i | 68.5 | 1938.4611 | 419.7564 | -1892.4682
68.75 | 0.16821 | 0.94804 | 2.29239274600256+59.6009139983005i | 0.34045 | 0.89639 | 3.25285433421698+72.3760528988495i | 0.27481 | 0.86277 | 7.089755841137+67.9198061783875i | 0.8123 | -0.015639 | 479.091147176054-44.0828896925422i | 2.29239274600256+59.6009139983005i | -9920.33084326254-1703.37342599264i | 190.638917281319-762.201457205025i | 0.22354 | 0.936 | 2.49939233898541+63.2866320062225i | 420.752786530906-1895.02109437645i | 68.75 | 1941.1692 | 420.7528 | -1895.0211
69 | 0.17353 | 0.94737 | 2.28980790748831+59.9386565292975i | 0.34415 | 0.8948 | 3.28575161619987+72.700570256532i | 0.27854 | 0.86194 | 7.1030146225958+68.2213174100735i | 0.81245 | -0.015822 | 479.427414772563-44.6644366721894i | 2.28980790748831+59.9386565292975i | -9891.8826614825-1675.85981190074i | 190.645990473942-760.231591753701i | 0.22848 | 0.93466 | 2.52607046434898+63.632812828902i | 431.714939094499-1877.67576425497i | 69 | 1926.6666 | 431.7149 | -1877.6758
69.25 | 0.17875 | 0.94634 | 2.30879068558031+60.276115319315i | 0.34791 | 0.89329 | 3.31024405636093+73.029905967147i | 0.28224 | 0.86096 | 7.1267477178539+68.5243523875775i | 0.81235 | -0.015831 | 479.140394684801-44.6397408491091i | 2.30879068558031+60.276115319315i | -9818.77259447048-1666.13373113339i | 189.919148095402-754.958089661861i | 0.23302 | 0.93384 | 2.52144693053559+63.9480114026575i | 416.664739388802-1883.94522425959i | 69.25 | 1929.4712 | 416.6647 | -1883.9452
69.5 | 0.18362 | 0.94572 | 2.3033285410788+60.589713349871i | 0.35141 | 0.8918 | 3.33875668719982+73.3401216857755i | 0.28583 | 0.85995 | 7.15408121320935+68.8207986193245i | 0.8122 | -0.016035 | 478.636221215775-45.1384291782097i | 2.3033285410788+60.589713349871i | -9804.45579028454-1603.13254499695i | 186.943686198838-753.77107796547i | 0.23767 | 0.93259 | 2.54272001893998+64.2781840181155i | 417.662921089664-1865.12412003772i | 69.5 | 1911.3164 | 417.6629 | -1865.1241
69.75 | 0.18896 | 0.94464 | 2.3208606480047+60.939438338132i | 0.35514 | 0.8904 | 3.35364116793464+73.668703243654i | 0.28939 | 0.85906 | 7.1715653395613+69.1143994554i | 0.81228 | -0.015959 | 478.896286941856-44.9657341330045i | 2.3208606480047+60.939438338132i | -9695.39660220346-1594.7616541529i | 185.856577435876-746.582589023205i | 0.24239 | 0.9316 | 2.54411074460997+64.611023835981i | 406.868947692947-1858.03347590586i | 69.75 | 1902.0596 | 406.8689 | -1858.0335
70 | 0.19402 | 0.94402 | 2.31022939398125+61.268929247878i | 0.35872 | 0.88895 | 3.37446997328657+73.9883285918785i | 0.29297 | 0.85825 | 7.1806276325508+69.4104291349435i | 0.81208 | -0.016093 | 478.259680482644-45.2382756335303i | 2.31022939398125+61.268929247878i | -9645.78210983138-1559.54575850247i | 184.769871308336-742.892196352732i | 0.24686 | 0.93046 | 2.55761833544515+64.9316700175145i | 416.146433148346-1850.00821857507i | 70 | 1896.2353 | 416.1464 | -1850.0082
70.25 | 0.19893 | 0.94294 | 2.32872288816024+61.596017078894i | 0.36239 | 0.88736 | 3.40288896237659+74.321087923918i | 0.29675 | 0.85718 | 7.2064587590271+69.727801543488i | 0.81228 | -0.01606 | 478.84822655314-45.2454436096431i | 2.32872288816024+61.596017078894i | -9641.07372090305-1560.32826635819i | 185.25366985166-742.006125436743i | 0.25163 | 0.92926 | 2.56942422257127+65.2758226668985i | 407.611947928955-1839.20909053546i | 70.25 | 1883.8359 | 407.6119 | -1839.2091
70.5 | 0.20401 | 0.94213 | 2.32589812207624+61.932913308434i | 0.36577 | 0.88591 | 3.42753165869454+74.628939015366i | 0.30014 | 0.85625 | 7.2263606676544+70.014179676138i | 0.81215 | -0.016262 | 478.380282466733-45.7422565778296i | 2.32589812207624+61.932913308434i | -9567.12798171001-1495.68609838875i | 181.82422161629-737.776099200376i | 0.25593 | 0.92836 | 2.56613284925214+65.585518679834i | 397.42566098615-1843.38750473495i | 70.5 | 1885.7425 | 397.4257 | -1843.3875
70.75 | 0.20897 | 0.94121 | 2.33072529989313+62.265420839022i | 0.36947 | 0.88442 | 3.44506707291248+74.9655343150885i | 0.30384 | 0.85513 | 7.25499787936705+70.330027124051i | 0.8123 | -0.016293 | 478.793336852433-45.9019398754882i | 2.33072529989313+62.265420839022i | -9545.97443385295-1458.03549699842i | 179.3752664613-735.905950683153i | 0.26061 | 0.9269 | 2.59376952469285+65.932130746877i | 402.039081755222-1825.80113370243i | 70.75 | 1869.5414 | 402.0391 | -1825.8011
71 | 0.21406 | 0.94012 | 2.34258076243544+62.6112198906005i | 0.3731 | 0.88292 | 3.46502747555128+75.299012175119i | 0.30728 | 0.85433 | 7.26186990873215+70.6206245828555i | 0.81221 | -0.016279 | 478.532681424256-45.8179469812752i | 2.34258076243544+62.6112198906005i | -9438.30474942452-1470.50942296692i | 180.297827442187-727.938307825207i | 0.26502 | 0.92578 | 2.60113571437096+66.256386012197i | 403.835833370242-1819.89457249399i | 71 | 1864.1619 | 403.8358 | -1819.8946
71.25 | 0.21898 | 0.93915 | 2.34743811727857+62.946210891274i | 0.37654 | 0.88144 | 3.4869444096465+75.6185403018355i | 0.31084 | 0.85341 | 7.27484227032245+70.925354788536i | 0.81198 | -0.016554 | 477.776800447978-46.4696742840543i | 2.34743811727857+62.946210891274i | -9387.66497521901-1436.93110697991i | 178.560807689162-724.743929370438i | 0.26961 | 0.92445 | 2.6187602554163+66.59921467151i | 402.462124133503-1801.94948413968i | 71.25 | 1846.3471 | 402.4621 | -1801.9495
71.5 | 0.2239 | 0.93804 | 2.35986964002796+63.284699050242i | 0.38017 | 0.88002 | 3.49688688659028+75.9536638539875i | 0.3145 | 0.85222 | 7.3066052110131+71.244647364281i | 0.81215 | -0.016396 | 478.313575470484-46.1136609599304i | 2.35986964002796+63.284699050242i | -9352.52804024448-1403.07777869718i | 175.589139631111-722.46472398983i | 0.27407 | 0.92353 | 2.6078747049931+66.9284752258695i | 381.588479742594-1806.325389461i | 71.5 | 1846.191 | 381.5885 | -1806.3254
71.75 | 0.2288 | 0.93723 | 2.35011243103944+63.620740562051i | 0.38364 | 0.87851 | 3.51793870373437+76.280749279657i | 0.318 | 0.85115 | 7.3315969634241+71.550134422476i | 0.81203 | -0.016623 | 477.875428205023-46.6827083742677i | 2.35011243103944+63.620740562051i | -9312.91449842849-1331.62702341136i | 171.58090759594-719.789220521823i | 0.27846 | 0.92214 | 2.63015939733714+67.262524260713i | 387.41337768036-1794.46494784716i | 71.75 | 1835.8087 | 387.4134 | -1794.4649
72 | 0.23377 | 0.93626 | 2.34922039810872+63.9660365370665i | 0.38727 | 0.87714 | 3.5223969018767+76.619065153605i | 0.32148 | 0.85056 | 7.31545633860865+71.8472458384185i | 0.81261 | -0.016434 | 479.5801772052-46.4449601264737i | 2.34922039810872+63.9660365370665i | -9254.5014392985-1378.78633436032i | 175.277306743217-715.154489539053i | 0.28313 | 0.92084 | 2.63977095204612+67.6166356532795i | 400.528201876707-1774.08098675598i | 72 | 1818.732 | 400.5282 | -1774.081
72.25 | 0.2386 | 0.93506 | 2.3633303461343+64.3062863956595i | 0.39056 | 0.8754 | 3.56624368273351+76.9416438418515i | 0.325 | 0.84934 | 7.3490920917345+72.1607967961135i | 0.81191 | -0.016727 | 477.493771234364-46.9110749435875i | 2.3633303461343+64.3062863956595i | -9198.28896477929-1324.17935435444i | 172.540980201164-711.553840631157i | 0.28728 | 0.91966 | 2.64808520010772+67.934760714249i | 387.892172489958-1779.4939416049i | 72.25 | 1821.2795 | 387.8922 | -1779.4939
72.5 | 0.24341 | 0.93382 | 2.37891780005967+64.6485949870825i | 0.39409 | 0.87377 | 3.59168755124426+77.2839808717895i | 0.32862 | 0.8482 | 7.373297368745+72.483566822113i | 0.81217 | -0.016697 | 478.227311189756-46.9577775827879i | 2.37891780005967+64.6485949870825i | -9179.99895761038-1317.00647796995i | 172.377466068749-709.98581783198i | 0.2918 | 0.91824 | 2.66577381497919+68.2851716834325i | 385.430163423619-1770.36568774077i | 72.5 | 1811.8364 | 385.4302 | -1770.3657
72.75 | 0.24818 | 0.93294 | 2.3694369747168+64.9855222987385i | 0.3976 | 0.87246 | 3.59132721668899+77.6159179498325i | 0.33218 | 0.84727 | 7.3805424101056+72.7993329561585i | 0.81201 | -0.016678 | 477.788388436526-46.8225737728271i | 2.3694369747168+64.9855222987385i | -9137.15959651584-1286.16857678629i | 170.223819761193-706.95843731744i | 0.29599 | 0.9172 | 2.66065362255189+68.6073256956005i | 384.161477781335-1771.28579215487i | 72.75 | 1812.4661 | 384.1615 | -1771.2858
73 | 0.2529 | 0.93171 | 2.38224245273019+65.3259092261065i | 0.40109 | 0.87078 | 3.62010112764454+77.9609091609945i | 0.3355 | 0.8461 | 7.41059063895195+73.100287773672i | 0.81186 | -0.016894 | 477.27865729656-47.3481133594247i | 2.38224245273019+65.3259092261065i | -9059.62946010827-1256.56863134149i | 168.085612020277-700.559024357379i | 0.30039 | 0.91568 | 2.68466364232012+68.95586861338i | 382.191893928904-1749.38956551769i | 73 | 1790.652 | 382.1919 | -1749.3896
73.25 | 0.25776 | 0.93056 | 2.38590560097513+65.6775069553555i | 0.40452 | 0.86912 | 3.64808904093329+78.301558381283i | 0.33899 | 0.84513 | 7.42011442184175+73.41457119072i | 0.8118 | -0.016912 | 477.086950021412-47.3652676095961i | 2.38590560097513+65.6775069553555i | -9008.37424360707-1251.19522078841i | 168.771188424884-696.714053807724i | 0.30467 | 0.91462 | 2.67568595298287+69.288334534439i | 374.459549674729-1754.5125570585i | 73.25 | 1794.0274 | 374.4595 | -1754.5126
73.5 | 0.26244 | 0.92938 | 2.39308718642387+66.0188562335885i | 0.40784 | 0.8676 | 3.6680056279894+78.630648586935i | 0.34241 | 0.84413 | 7.43284431691905+73.7245712513295i | 0.81168 | -0.017041 | 476.687021933993-47.6594061706204i | 2.39308718642387+66.0188562335885i | -8957.1428690787-1231.8004443416i | 167.751936751756-693.261717791092i | 0.30891 | 0.91292 | 2.71356494166015+69.6339712754875i | 388.260609910031-1735.14045323076i | 73.5 | 1778.0491 | 388.2606 | -1735.1405
73.75 | 0.26713 | 0.92818 | 2.39987468270693+66.364132415463i | 0.41127 | 0.86602 | 3.68702599661418+78.973773972657i | 0.346 | 0.84298 | 7.4523648081595+74.053767769874i | 0.81171 | -0.016903 | 476.844148063304-47.2954491154295i | 2.39987468270693+66.364132415463i | -8937.26908688654-1219.97178236893i | 167.353758706315-691.68179261245i | 0.31327 | 0.91178 | 2.7063630140905+69.978285553982i | 375.996262971265-1735.09380577279i | 73.75 | 1775.3658 | 375.9963 | -1735.0938
74 | 0.2718 | 0.92717 | 2.39147101546676+66.7064268046395i | 0.41474 | 0.86452 | 3.69716456776911+79.318812704213i | 0.34924 | 0.84192 | 7.47136650695535+74.353319468932i | 0.8117 | -0.017104 | 476.73083216329-47.8467826665482i | 2.39147101546676+66.7064268046395i | -8865.24299555179-1170.89091605176i | 163.848063240519-685.937435209144i | 0.31739 | 0.91047 | 2.7149655271933+70.3112389181715i | 377.302142544661-1724.78012794451i | 74 | 1765.566 | 377.3021 | -1724.7801
74.25 | 0.27639 | 0.92577 | 2.41045724682682+67.052482662627i | 0.41792 | 0.86296 | 3.72116578798201+79.64412896712i | 0.35263 | 0.84085 | 7.4864999661995+74.6683790829075i | 0.81173 | -0.017094 | 476.807081574122-47.8319973435025i | 2.41045724682682+67.052482662627i | -8821.53406293854-1165.89540206384i | 163.744991071433-683.541444576527i | 0.32162 | 0.9091 | 2.72394344811748+70.6560410987165i | 368.726037213393-1718.14341678401i | 74.25 | 1757.2637 | 368.726 | -1718.1434
74.5 | 0.28107 | 0.92461 | 2.4094510605457+67.403220295624i | 0.42129 | 0.8615 | 3.72893054091347+79.984328510083i | 0.35614 | 0.83991 | 7.48713532701355+74.991558562869i | 0.81157 | -0.017083 | 476.365069756117-47.7186527841864i | 2.4094510605457+67.403220295624i | -8772.21987193526-1160.24559215638i | 163.548750307463-680.100711798281i | 0.32564 | 0.90786 | 2.72650454754798+70.983812536004i | 373.216313694573-1722.30538730545i | 74.5 | 1762.2787 | 373.2163 | -1722.3054
74.75 | 0.28551 | 0.92328 | 2.42269869411771+67.7414333444015i | 0.42468 | 0.85974 | 3.76100759878583+80.3388606856855i | 0.3594 | 0.83865 | 7.5199265590408+75.302460240411i | 0.81159 | -0.017406 | 476.270916727854-48.6197092947013i | 2.42269869411771+67.7414333444015i | -8727.09128799337-1131.20902836562i | 161.570652414384-675.603011199165i | 0.32998 | 0.90613 | 2.75785388116513+71.3486033155755i | 372.214086169058-1694.17457965507i | 74.75 | 1734.5809 | 372.2141 | -1694.1746
75 | 0.29017 | 0.92215 | 2.41634776575399+68.094575947458i | 0.42796 | 0.85808 | 3.7864996097258+80.682504016103i | 0.36281 | 0.83752 | 7.5370198564535+75.625811768584i | 0.81155 | -0.017307 | 476.196887912116-48.3244316973962i | 2.41634776575399+68.094575947458i | -8697.71825063076-1101.33894859464i | 160.794908743722-673.455136038667i | 0.33402 | 0.90498 | 2.74991981093161+71.680510757479i | 367.388618707911-1702.92130207613i | 75 | 1742.1008 | 367.3886 | -1702.9213
75.25 | 0.29453 | 0.92081 | 2.428559846371+68.432330160302i | 0.43111 | 0.85647 | 3.81260676429157+81.01454728725i | 0.36619 | 0.83625 | 7.5651692795148+75.951894055776i | 0.81148 | -0.017559 | 475.89577644317-48.9848808900869i | 2.428559846371+68.432330160302i | -8686.51300430491-1060.73940312517i | 158.330821494834-672.963725977048i | 0.33807 | 0.90353 | 2.76396663786064+72.022491681416i | 358.656306124223-1698.26998050734i | 75.25 | 1735.729 | 358.6563 | -1698.27
75.5 | 0.29903 | 0.91937 | 2.44402016098944+68.7838377248055i | 0.43449 | 0.855 | 3.81563037951727+81.3640431253375i | 0.36942 | 0.83518 | 7.57885891872725+76.260949922833i | 0.81138 | -0.017576 | 475.604406981613-48.9759665821947i | 2.44402016098944+68.7838377248055i | -8590.69164363766-1056.74164737109i | 156.592082199562-665.800603160103i | 0.34221 | 0.90219 | 2.76541825583976+72.370310809355i | 348.649626281777-1684.22621215378i | 75.5 | 1719.9344 | 348.6496 | -1684.2262
75.75 | 0.30342 | 0.91815 | 2.4447248015223+69.126352120989i | 0.43755 | 0.85351 | 3.83220914999734+81.688911852918i | 0.37269 | 0.83421 | 7.5821196132911+76.5738906690605i | 0.81141 | -0.017683 | 475.623249947606-49.28507271635i | 2.4447248015223+69.126352120989i | -8558.24687552886-1041.31983091431i | 156.226395317785-663.995664514617i | 0.34601 | 0.90067 | 2.7877909898855+72.6987830181075i | 360.552372773394-1682.01403999576i | 75.75 | 1720.2236 | 360.5524 | -1682.014
76 | 0.30779 | 0.91676 | 2.45580942986225+69.4725017185905i | 0.44092 | 0.85163 | 3.86976402716755+82.057525650608i | 0.37611 | 0.833 | 7.60068608794135+76.9069858925035i | 0.81151 | -0.017685 | 475.913778922148-49.3460521884485i | 2.45580942986225+69.4725017185905i | -8548.49303590014-1059.76057507521i | 158.523264283349-661.448749128631i | 0.35024 | 0.89919 | 2.79480238672532+73.061860459376i | 357.05814755902-1671.47898903429i | 76 | 1709.1906 | 357.0581 | -1671.479
76.25 | 0.31215 | 0.91565 | 2.44558246638059+69.8145859659295i | 0.44401 | 0.85018 | 3.87890049677258+82.3875944004275i | 0.37927 | 0.83193 | 7.6128795061945+77.2154591592575i | 0.8115 | -0.017787 | 475.832112280694-49.6182300403139i | 2.44558246638059+69.8145859659295i | -8506.12179321459-1013.3018016861i | 155.695125462147-658.78912002625i | 0.3539 | 0.89791 | 2.79986686513457+73.377217740342i | 361.053075867917-1677.41807016859i | 76.25 | 1715.8353 | 361.0531 | -1677.4181
76.5 | 0.31637 | 0.91409 | 2.46913010824868+70.157631448612i | 0.44725 | 0.84859 | 3.8935911001881+82.738317775376i | 0.38248 | 0.83057 | 7.64866333303075+77.5381582032505i | 0.81148 | -0.017816 | 475.745915025758-49.6853045447341i | 2.46913010824868+70.157631448612i | -8455.51106107338-990.916086934819i | 152.9041078946-654.789803187878i | 0.35799 | 0.89632 | 2.81551021049858+73.7368154535235i | 347.88651171399-1659.15861178116i | 76.5 | 1695.2381 | 347.8865 | -1659.1586
76.75 | 0.32074 | 0.91287 | 2.46357143428333+70.5066655491775i | 0.45029 | 0.84704 | 3.91123374644708+83.070913993673i | 0.38566 | 0.82958 | 7.6512308817706+77.849909792202i | 0.8114 | -0.017947 | 475.46591791403-50.0027982475355i | 2.46357143428333+70.5066655491775i | -8409.18785974486-968.363872266328i | 152.169463497434-651.761854165266i | 0.36178 | 0.89508 | 2.81161872989244+74.0655008472695i | 346.252288940688-1662.39792759014i | 76.75 | 1698.0747 | 346.2523 | -1662.3979
77 | 0.32494 | 0.91147 | 2.47353464889274+70.8499406913495i | 0.45345 | 0.84516 | 3.95274048452616+83.430126265678i | 0.38898 | 0.8284 | 7.66577484414605+78.1811396142705i | 0.81145 | -0.018059 | 475.544823906606-50.3351315004605i | 2.47353464889274+70.8499406913495i | -8406.31834495708-982.940981024062i | 154.567723763521-650.044533735108i | 0.36576 | 0.89333 | 2.84013370874389+74.4256506537765i | 355.99039832438-1648.56142249898i | 77 | 1686.5598 | 355.9904 | -1648.5614
77.25 | 0.3291 | 0.91013 | 2.47821039576057+71.190277598231i | 0.45651 | 0.84351 | 3.97748207502122+83.7737393142235i | 0.39207 | 0.82711 | 7.6957744362924+78.4966248490185i | 0.81149 | -0.018037 | 475.662151290321-50.296924362876i | 2.47821039576057+71.190277598231i | -8376.29335894611-949.830618638549i | 152.626530352249-647.474034440812i | 0.36953 | 0.89212 | 2.83078481690054+74.7560577120785i | 341.189673356629-1652.77615903612i | 77.25 | 1687.6254 | 341.1897 | -1652.7762
77.5 | 0.33309 | 0.90868 | 2.4929344393169+71.5230876945215i | 0.45948 | 0.84204 | 3.98772444644638+84.1039288124775i | 0.39508 | 0.82589 | 7.7204995497738+78.804612421203i | 0.81133 | -0.018279 | 475.098249226945-50.872258292843i | 2.4929344393169+71.5230876945215i | -8321.08512921461-915.215115810775i | 149.225333742116-643.679108225i | 0.37323 | 0.89049 | 2.85581503548318+75.095231698415i | 338.588169719016-1636.20296410574i | 77.5 | 1670.8687 | 338.5882 | -1636.203
77.75 | 0.3374 | 0.90707 | 2.51143296224879+71.885985821782i | 0.46251 | 0.84026 | 4.02279053428138+84.4535406595165i | 0.39834 | 0.82458 | 7.74506670514025+79.1396174543725i | 0.81152 | -0.018193 | 475.650891941417-50.7373147825675i | 2.51143296224879+71.885985821782i | -8298.41924981654-906.252615432085i | 149.357868352328-642.343415944452i | 0.37701 | 0.88891 | 2.87305474254876+75.4411663233695i | 337.93597780081-1642.26721859706i | 77.75 | 1676.676 | 337.936 | -1642.2672
78 | 0.34145 | 0.90641 | 2.46306350633804+72.2086817004515i | 0.46554 | 0.83905 | 4.00496657964856+84.782076422093i | 0.40142 | 0.82396 | 7.71044958506935+79.440397430933i | 0.81173 | -0.018409 | 476.12463885584-51.4455632613935i | 2.46306350633804+72.2086817004515i | -8289.92993857353-890.036872714724i | 149.394865086684-641.002506911463i | 0.38083 | 0.88787 | 2.8447412795629+75.777206860965i | 342.85486215277-1629.41700657864i | 78 | 1665.0974 | 342.8549 | -1629.417
78.25 | 0.34555 | 0.90422 | 2.52784554191836+72.574746654921i | 0.46845 | 0.83685 | 4.08130322207758+85.1443131563045i | 0.40445 | 0.82216 | 7.78547202242765+79.773115328749i | 0.81141 | -0.018518 | 475.192787715972-51.571559355607i | 2.52784554191836+72.574746654921i | -8224.99629327067-868.121978795878i | 147.681000362785-636.106273686006i | 0.38456 | 0.88571 | 2.90692460608265+76.1414158215385i | 335.359028128051-1618.62651919119i | 78.25 | 1653.0026 | 335.359 | -1618.6265
78.5 | 0.34939 | 0.90301 | 2.52260660600363+72.898596296819i | 0.47137 | 0.83525 | 4.10234236765081+85.4834165996485i | 0.4074 | 0.82093 | 7.808811414908+80.08245716822i | 0.81143 | -0.018496 | 475.258237523617-51.520974649815i | 2.52260660600363+72.898596296819i | -8212.87129487073-841.561703837235i | 146.482195128407-634.213913327574i | 0.3879 | 0.88448 | 2.90511296986099+76.447853668548i | 334.419900634127-1627.92780871327i | 78.5 | 1661.9223 | 334.4199 | -1627.9278
78.75 | 0.35343 | 0.90131 | 2.54882367353575+73.2525395275005i | 0.47432 | 0.83348 | 4.13621710991294+85.8343876074545i | 0.41033 | 0.81963 | 7.8385952946857+80.395167759934i | 0.81126 | -0.018723 | 474.666179303066-52.045450948707i | 2.54882367353575+73.2525395275005i | -8138.44690734069-824.695389239878i | 144.849617288749-628.565336772346i | 0.39167 | 0.88272 | 2.93221148119373+76.8072100664515i | 328.580602297481-1609.88108074646i | 78.75 | 1643.071 | 328.5806 | -1609.8811
79 | 0.35737 | 0.89986 | 2.55716908314024+73.595213416542i | 0.47724 | 0.83188 | 4.15501569145375+86.178563252382i | 0.41338 | 0.8185 | 7.8486522514304+80.7149553955565i | 0.81135 | -0.018551 | 475.006099295952-51.628092487668i | 2.55716908314024+73.595213416542i | -8109.14587335748-835.074563322531i | 145.842820523335-625.915318256875i | 0.39514 | 0.88128 | 2.94149224499226+77.135888379863i | 332.966719501943-1612.39470994652i | 79 | 1646.4154 | 332.9667 | -1612.3947
79.25 | 0.36132 | 0.89847 | 2.55926989556722+73.9380687081005i | 0.48003 | 0.83014 | 4.19184060351556+86.5181616806125i | 0.41639 | 0.81724 | 7.87022971280395+81.0365560413405i | 0.8112 | -0.018835 | 474.445155802452-52.318469041896i | 2.55926989556722+73.9380687081005i | -8092.24813237582-800.098890398371i | 144.642700185966-624.487332017304i | 0.3988 | 0.87957 | 2.96528296911248+77.4897868597585i | 334.817455607265-1599.10719425248i | 79.25 | 1633.7829 | 334.8175 | -1599.1072
79.5 | 0.36524 | 0.89685 | 2.57890025045461+74.2879895959775i | 0.48302 | 0.82848 | 4.21127587812352+86.8745634291655i | 0.41938 | 0.81595 | 7.894734248252+81.3599611370115i | 0.81142 | -0.018912 | 474.997219518342-52.648737335392i | 2.57890025045461+74.2879895959775i | -8053.10399468586-791.527079761789i | 143.452778492131-621.212355242943i | 0.40246 | 0.87806 | 2.97161971421428+77.8393852874555i | 324.457068869382-1594.63385677609i | 79.5 | 1627.3074 | 324.4571 | -1594.6339
79.75 | 0.369 | 0.89542 | 2.58641440322909+74.6218951952515i | 0.48585 | 0.8267 | 4.24718748429267+87.224536112436i | 0.42234 | 0.81465 | 7.91956784506075+81.68198366119i | 0.81109 | -0.019138 | 473.986729662328-53.084954617965i | 2.58641440322909+74.6218951952515i | -8030.95966769015-774.381010928219i | 142.939547040099-618.407647013056i | 0.40586 | 0.87643 | 2.99507240346804+78.173539726123i | 329.023283406028-1588.48220727358i | 79.75 | 1622.1998 | 329.0233 | -1588.4822
80 | 0.37326 | 0.89358 | 2.61057992960452+75.009456641099i | 0.48896 | 0.82474 | 4.28724899200961+87.6115300817065i | 0.42524 | 0.81299 | 7.9799169702116+82.01234601431i | 0.81077 | -0.018926 | 473.217099674345-52.3283380909125i | 2.61057992960452+75.009456641099i | -7930.22131898713-725.603581497986i | 138.844103461889-610.806288543907i | 0.40965 | 0.87477 | 3.00640927008572+78.5441943220955i | 312.014283098285-1582.21594981332i | 80 | 1612.6873 | 312.0143 | -1582.2159
80.25 | 0.37678 | 0.89229 | 2.61135948171249+75.324937910804i | 0.49142 | 0.82317 | 4.31998130638878+87.920734139041i | 0.42808 | 0.81199 | 7.9798309698124+82.3168473627195i | 0.81102 | -0.019249 | 473.731538755608-53.3459292698715i | 2.61135948171249+75.324937910804i | -7948.30579962433-721.169039275639i | 140.272699844395-612.000437573202i | 0.41286 | 0.87326 | 3.02356296316926+78.863111112018i | 319.033202630794-1580.9329962418i | 80.25 | 1612.8023 | 319.0332 | -1580.933
80.5 | 0.38064 | 0.8906 | 2.63215072047947+75.681367750435i | 0.49429 | 0.82136 | 4.35597481112139+88.2824925868135i | 0.43103 | 0.81059 | 8.0114096335664+82.646997054714i | 0.811 | -0.019329 | 473.614923771753-53.550482608688i | 2.63215072047947+75.681367750435i | -7910.92305141554-707.813570268402i | 139.442992825172-608.719297738247i | 0.41648 | 0.87132 | 3.06244379972877+79.232891935372i | 322.942714193003-1562.73196660917i | 80.5 | 1595.7516 | 322.9427 | -1562.732
80.75 | 0.3843 | 0.88916 | 2.63748673595948+76.0164938430005i | 0.49706 | 0.81986 | 4.36522951213423+88.621698631799i | 0.43391 | 0.80928 | 8.0369229524432+82.97011220008i | 0.81101 | -0.019525 | 473.537264292361-54.0863555696765i | 2.63748673595948+76.0164938430005i | -7893.08735553719-668.284641185861i | 136.283642227985-607.497014564324i | 0.41991 | 0.86992 | 3.06040261359478+79.5708670424255i | 309.646323029998-1560.11343617918i | 80.75 | 1590.5454 | 309.6463 | -1560.1134
81 | 0.38821 | 0.88747 | 2.65503294137242+76.3815645975985i | 0.49983 | 0.81781 | 4.4263770562637+88.991267861464i | 0.43689 | 0.80782 | 8.072890460944+83.3093102462765i | 0.81102 | -0.019631 | 473.517283790771-54.3841386208395i | 2.65503294137242+76.3815645975985i | -7879.0132925582-652.412221101796i | 136.812982008966-605.618567085525i | 0.42329 | 0.86811 | 3.09413334834776+79.921036512914i | 316.690835162471-1564.16262220493i | 81 | 1595.9003 | 316.6908 | -1564.1626
81.25 | 0.39207 | 0.8857 | 2.67853868034349+76.747873355306i | 0.50262 | 0.81591 | 4.47147877541871+89.356217051672i | 0.43965 | 0.80648 | 8.1029495990836+83.6245736989415i | 0.81098 | -0.019696 | 473.37546631489-54.536493813086i | 2.67853868034349+76.747873355306i | -7806.84763125257-643.256696217152i | 136.311104126674-599.797258813586i | 0.42666 | 0.86644 | 3.11476569573093+80.2679876224005i | 314.342284457225-1562.13836916189i | 81.25 | 1593.4514 | 314.3423 | -1562.1384
81.5 | 0.3955 | 0.88416 | 2.69539445022544+77.073480084967i | 0.5053 | 0.81432 | 4.4912359492222+89.6984658522405i | 0.44245 | 0.80509 | 8.13717714024645+83.9481699856855i | 0.81066 | -0.01991 | 472.372491701636-54.9303507465385i | 2.69539445022544+77.073480084967i | -7784.79879843968-616.895873741083i | 133.865415622722-597.576731479614i | 0.43004 | 0.86468 | 3.14163292045913+80.620440901375i | 309.167112006108-1541.46596838599i | 81.5 | 1572.1646 | 309.1671 | -1541.466
81.75 | 0.39933 | 0.88225 | 2.72878106207654+77.44674588644i | 0.50802 | 0.81239 | 4.54168217149989+90.062971328451i | 0.44544 | 0.80366 | 8.1658249692095+84.2933032799685i | 0.81078 | -0.020011 | 472.630548521216-55.2686682926745i | 2.72878106207654+77.44674588644i | -7757.8505424491-619.341816778647i | 134.67034063121-595.558994015146i | 0.43352 | 0.8629 | 3.16561075822314+80.985892313568i | 304.196846371102-1542.28426234373i | 81.75 | 1571.9976 | 304.1968 | -1542.2843
82 | 0.40281 | 0.88074 | 2.7399302808494+77.7805136009065i | 0.51068 | 0.81058 | 4.58211202107354+90.418782072343i | 0.44808 | 0.80236 | 8.19510438678405+84.601597984469i | 0.81051 | -0.02006 | 471.871473916446-55.2469082999605i | 2.7399302808494+77.7805136009065i | -7715.0545799576-611.783367242799i | 134.529716074609-590.842520109772i | 0.43672 | 0.86115 | 3.19647270475088+81.3275763788355i | 310.524681867368-1526.92895354288i | 82 | 1558.1841 | 310.5247 | -1526.929
82.25 | 0.40664 | 0.87879 | 2.77350194226105+78.159873358151i | 0.51339 | 0.80867 | 4.63041551242627+90.786595309046i | 0.45104 | 0.80059 | 8.2573338621825+84.9607265484395i | 0.81051 | -0.02019 | 471.816463626527-55.5986273613855i | 2.77350194226105+78.159873358151i | -7698.71677576364-555.623120447275i | 130.840237271789-590.474534296809i | 0.44005 | 0.85925 | 3.23464428226903+81.6895838409845i | 304.103486031653-1533.82031818314i | 82.25 | 1563.6763 | 304.1035 | -1533.8203
82.5 | 0.4101 | 0.87731 | 2.78046697970457+78.4957304384335i | 0.51599 | 0.807 | 4.6586819690143+91.132950045721i | 0.45368 | 0.79944 | 8.2697958820305+85.266878191265i | 0.81047 | -0.0203 | 471.646018181677-55.87264277704i | 2.78046697970457+78.4957304384335i | -7658.30629782313-554.686962306894i | 131.066828418295-586.53207322695i | 0.44318 | 0.85775 | 3.24386678254869+82.0197086014965i | 304.577280434499-1529.38027317348i | 82.5 | 1559.4138 | 304.5773 | -1529.3803
82.75 | 0.41371 | 0.87542 | 2.81466914407159+78.859706611775i | 0.51873 | 0.80496 | 4.71582238417721+91.5162151211635i | 0.45656 | 0.7979 | 8.3108019106137+85.614758253312i | 0.81043 | -0.020387 | 471.470077644295-56.079559691001i | 2.81466914407159+78.859706611775i | -7637.52242428184-559.894193508596i | 131.905959872339-583.632443007633i | 0.44663 | 0.8557 | 3.28819731479485+82.402708507395i | 306.401011035113-1513.45131393811i | 82.75 | 1544.1556 | 306.401 | -1513.4513
83 | 0.41736 | 0.8738 | 2.82379445112509+79.220863564191i | 0.52141 | 0.80327 | 4.73987638582747+91.8765649011645i | 0.45925 | 0.79648 | 8.34692447829715+85.9393217823455i | 0.81053 | -0.020386 | 471.739072804353-56.136519185512i | 2.82379445112509+79.220863564191i | -7595.1672378625-517.998231395781i | 128.838088811425-580.631820215396i | 0.44998 | 0.85399 | 3.30598449431789+82.7652414878445i | 300.880007654058-1503.78513799419i | 83 | 1533.5901 | 300.88 | -1503.7851
83.25 | 0.42073 | 0.87187 | 2.86690014605588+79.571357921806i | 0.52397 | 0.80122 | 4.80665740241686+92.2470361916125i | 0.46202 | 0.79501 | 8.38299144161535+86.277118105658i | 0.81031 | -0.02042 | 471.136246801137-56.098588296404i | 2.86690014605588+79.571357921806i | -7571.39955176487-548.671647792135i | 131.610664513045-577.176751771003i | 0.45308 | 0.85214 | 3.34408703784609+83.1137984712155i | 303.294758515445-1501.57892020624i | 83.25 | 1531.9031 | 303.2948 | -1501.5789
83.5 | 0.42433 | 0.87002 | 2.89443758161414+79.940844776903i | 0.52657 | 0.79945 | 4.84259791407514+92.6091094414895i | 0.46485 | 0.79349 | 8.42161867027505+86.624607000047i | 0.81045 | -0.020475 | 471.476008909448-56.329154906177i | 2.89443758161414+79.940844776903i | -7551.52182087287-524.556779216201i | 130.002226644685-576.10547561372i | 0.45621 | 0.85029 | 3.38026356613685+83.4680757952525i | 305.336625095132-1504.85345688626i | 83.5 | 1535.5176 | 305.3366 | -1504.8535
83.75 | 0.42762 | 0.8684 | 2.91311891333087+80.277954055636i | 0.52917 | 0.79764 | 4.88073236189718+92.974330554997i | 0.4674 | 0.79194 | 8.47409957046255+86.9470940575485i | 0.8104 | -0.020531 | 471.31899618685-56.451312821962i | 2.91311891333087+80.277954055636i | -7530.96417743731-491.654991569051i | 127.58423554576-573.386250803039i | 0.45938 | 0.84863 | 3.39722051359721+83.8200310529485i | 293.929992853018-1495.14824759824i | 83.75 | 1523.7661 | 293.93 | -1495.1482
84 | 0.43127 | 0.86648 | 2.94253499986803+80.659649369106i | 0.53186 | 0.79555 | 4.94235862041837+93.3682909816125i | 0.47023 | 0.79041 | 8.5118964375715+87.2993727662835i | 0.81061 | -0.0207 | 471.778931912944-57.030468149991i | 2.94253499986803+80.659649369106i | -7509.19990989353-487.209553450444i | 128.143267788498-570.708986633002i | 0.46256 | 0.8466 | 3.44575202618699+84.1910095312335i | 304.062445850959-1494.1346716601i | 84 | 1524.7598 | 304.0624 | -1494.1347
84.25 | 0.43455 | 0.8648 | 2.96421566441478+81.0028127451815i | 0.5342 | 0.79382 | 4.98594635689466+93.708164150231i | 0.47281 | 0.78914 | 8.53319493933125+87.6170000273665i | 0.81053 | -0.020757 | 471.521934494694-57.1345371982025i | 2.96421566441478+81.0028127451815i | -7479.6648993915-488.727613862827i | 128.879780753924-568.194020051434i | 0.46567 | 0.84494 | 3.4633021191538+84.5420597014425i | 298.719029481226-1484.85743833477i | 84.25 | 1514.6071 | 298.719 | -1484.8574
84.5 | 0.43812 | 0.8628 | 3.00085673666268+81.3857376141145i | 0.53681 | 0.79173 | 5.05056818470205+94.0986454990385i | 0.4756 | 0.78737 | 8.59604232561605+87.9792546737915i | 0.81058 | -0.02083 | 471.606080538284-57.3585731102725i | 3.00085673666268+81.3857376141145i | -7466.34669045453-456.875892558034i | 127.31975006937-566.776539749852i | 0.4689 | 0.84284 | 3.51400283861775+84.925300165723i | 298.613905758158-1480.87211445504i | 84.5 | 1510.6795 | 298.6139 | -1480.8721
84.75 | 0.44157 | 0.86109 | 3.0159614300037+81.750413601387i | 0.53948 | 0.79015 | 5.05866430087085+94.468485852241i | 0.47832 | 0.78582 | 8.63808146636445+88.3280547013305i | 0.81063 | -0.020788 | 471.781878865696-57.2778380797255i | 3.0159614300037+81.750413601387i | -7441.16742700843-415.057368052401i | 123.424404577282-565.262399807535i | 0.47188 | 0.8413 | 3.52377362097886+85.2638645450915i | 292.137542271545-1492.58332513373i | 84.75 | 1520.9041 | 292.1375 | -1492.5833
85 | 0.4449 | 0.85912 | 3.05720894895931+82.116698448591i | 0.54197 | 0.78809 | 5.12582396944265+94.8496083254495i | 0.48099 | 0.78436 | 8.67254162022695+88.6697301403935i | 0.81044 | -0.021056 | 471.104172020561-57.8839738273125i | 3.05720894895931+82.116698448591i | -7403.27524514724-429.708792923173i | 124.911057693136-561.135076276968i | 0.47512 | 0.83923 | 3.57001574910491+85.653078127456i | 291.416242500716-1471.95537990083i | 85 | 1500.5253 | 291.4162 | -1471.9554
85.25 | 0.44818 | 0.85734 | 3.08322254436616+82.473117968468i | 0.54453 | 0.78611 | 5.1800591107287+95.2378026386205i | 0.48359 | 0.7828 | 8.71942372579455+89.0102102986245i | 0.81062 | -0.021108 | 471.560411355081-58.133546381475i | 3.08322254436616+82.473117968468i | -7393.96249630826-421.784381791886i | 124.827520157856-558.746241826881i | 0.47819 | 0.83732 | 3.60686824363153+86.0211905880775i | 292.518993608028-1463.5970297325i | 85.25 | 1492.5427 | 292.519 | -1463.597
85.5 | 0.45155 | 0.85539 | 3.11880166912209+82.847248864114i | 0.54695 | 0.78428 | 5.2270398804818+95.603091254626i | 0.48617 | 0.78131 | 8.7596414353018+89.3473815066565i | 0.81041 | -0.02124 | 470.910670123139-58.3589482798275i | 3.11880166912209+82.847248864114i | -7338.33803713326-403.298176869006i | 123.330003192884-554.908785723151i | 0.48117 | 0.83551 | 3.63945331080517+86.378832732117i | 288.263192712006-1462.3281340978i | 85.5 | 1490.4695 | 288.2632 | -1462.3281
85.75 | 0.45495 | 0.85356 | 3.14194782408816+83.2213900961705i | 0.54953 | 0.78227 | 5.28074457958815+95.9991498619665i | 0.48886 | 0.77981 | 8.794461365463+89.6989663221695i | 0.81058 | -0.021446 | 471.234254247726-59.0134295313095i | 3.14194782408816+83.2213900961705i | -7321.88876007367-396.744681049978i | 123.503628436368-552.345616887705i | 0.48426 | 0.8336 | 3.67395683624255+86.7547079138655i | 291.392824398035-1457.42550318871i | 85.75 | 1486.2701 | 291.3928 | -1457.4255
86 | 0.45818 | 0.85177 | 3.16765878667174+83.5824398665255i | 0.55196 | 0.78035 | 5.3353551919417+96.376363517492i | 0.49129 | 0.77814 | 8.85899938735995+90.033028717205i | 0.81049 | -0.021423 | 471.031779786486-58.9016337633305i | 3.16765878667174+83.5824398665255i | -7293.92695174139-354.480473524631i | 120.832674389592-549.635795059375i | 0.48719 | 0.8317 | 3.71397705644222+87.11610968585i | 288.811856437659-1451.15404155033i | 86 | 1479.6149 | 288.8119 | -1451.154
86.25 | 0.46153 | 0.8498 | 3.20250412430183+83.96318222042i | 0.5544 | 0.77839 | 5.3924273813327+96.760368506369i | 0.49405 | 0.77646 | 8.9078595294714+90.404495406077i | 0.81049 | -0.021633 | 470.890115113964-59.4614174674315i | 3.20250412430183+83.96318222042i | -7292.72108508866-332.779211640415i | 120.008828646342-549.332548820179i | 0.49031 | 0.82975 | 3.74904146316627+87.5017223351615i | 282.745412142772-1449.40156885933i | 86.25 | 1476.7227 | 282.7454 | -1449.4016
86.5 | 0.46474 | 0.84805 | 3.22346855555389+84.324912130741i | 0.55691 | 0.77655 | 5.43123109773455+97.1467312259195i | 0.49664 | 0.7751 | 8.9310595533908+90.7453351895115i | 0.8105 | -0.021769 | 470.82567725595-59.8285685299975i | 3.22346855555389+84.324912130741i | -7262.97205792027-340.649386069206i | 120.530923874216-545.700134050982i | 0.49331 | 0.828 | 3.77003913789243+87.8682558604045i | 282.204021822505-1441.92780200349i | 86.5 | 1469.2838 | 282.204 | -1441.9278
86.75 | 0.46798 | 0.84595 | 3.27269545520798+84.7068096152545i | 0.55937 | 0.77455 | 5.48971593696585+97.540296228964i | 0.49926 | 0.77332 | 8.9965426861646+91.1116335322155i | 0.81052 | -0.021817 | 470.858101123801-59.9715359886555i | 3.27269545520798+84.7068096152545i | -7244.07860126375-321.527993239511i | 119.015225011764-543.906704380317i | 0.49626 | 0.8259 | 3.82619290126985+88.249883068709i | 281.364622381799-1438.12089694696i | 86.75 | 1465.3866 | 281.3646 | -1438.1209
87 | 0.47136 | 0.84411 | 3.29155092028311+85.0937667685945i | 0.56191 | 0.77265 | 5.530699405606+97.938990401523i | 0.50188 | 0.77189 | 9.02278042491745+91.4627705336165i | 0.81056 | -0.021823 | 470.970200175172-60.015378532316i | 3.29155092028311+85.0937667685945i | -7201.88926010162-318.541071423361i | 118.918933221667-539.937046570586i | 0.49915 | 0.82404 | 3.86103456143874+88.6170518211415i | 291.171423571377-1437.86191280537i | 87 | 1467.0473 | 291.1714 | -1437.8619
87.25 | 0.47439 | 0.84207 | 3.3431569553509+85.458978267883i | 0.56428 | 0.77058 | 5.6023302883677+98.3324132204025i | 0.5043 | 0.77004 | 9.10472772318245+91.8155143704635i | 0.81042 | -0.021954 | 470.497011880131-60.276022222795i | 3.3431569553509+85.458978267883i | -7183.32365167295-288.729116240306i | 116.755857376222-537.506264469129i | 0.50207 | 0.82202 | 3.90925373212375+88.9971869286545i | 279.52790499532-1429.30501160455i | 87.25 | 1456.382 | 279.5279 | -1429.305
87.5 | 0.47769 | 0.84011 | 3.37413279043857+85.848769818317i | 0.56672 | 0.76863 | 5.6541345753113+98.7294948766i | 0.50706 | 0.76856 | 9.1287840491527+92.1896230308205i | 0.81045 | -0.022075 | 470.511359564279-60.6207136477855i | 3.37413279043857+85.848769818317i | -7168.96882149925-302.147354412924i | 118.268733218476-535.63101979495i | 0.50507 | 0.81997 | 3.95529737550661+89.38862204889i | 288.6152607343-1422.78469996541i | 87.5 | 1451.7627 | 288.6153 | -1422.7847
87.75 | 0.48076 | 0.83828 | 3.40157997454772+86.2138226228995i | 0.56898 | 0.76671 | 5.7144026617342+99.106262785579i | 0.50936 | 0.76689 | 9.19502832933155+92.5243308973475i | 0.81034 | -0.02229 | 470.085530912812-61.1245039616035i | 3.40157997454772+86.2138226228995i | -7139.6537135153-248.908334461457i | 114.952847088735-533.164247735642i | 0.50778 | 0.81819 | 3.98878802368344+89.7420030027485i | 281.41290951387-1424.47504709318i | 87.75 | 1452.0063 | 281.4129 | -1424.475
88 | 0.48401 | 0.83647 | 3.41862281294424+86.5977141863505i | 0.57175 | 0.76497 | 5.71997050521745+99.5312967249575i | 0.51204 | 0.76547 | 9.21514052709605+92.8913857422095i | 0.81065 | -0.022398 | 470.84674453088-61.6113492035175i | 3.41862281294424+86.5977141863505i | -7108.67695843487-254.279773486003i | 113.854423316313-529.370599649661i | 0.51086 | 0.81641 | 4.00143762393421+90.1329223939435i | 278.90313461508-1416.702059315i | 88 | 1443.8946 | 278.9031 | -1416.7021
88.25 | 0.4871 | 0.83427 | 3.47898427625564+86.9869008631025i | 0.57381 | 0.76276 | 5.824830684949+99.910652631318i | 0.51449 | 0.76377 | 9.27613168122855+93.2486559276985i | 0.81026 | -0.022413 | 469.791028860206-61.401402000261i | 3.47898427625564+86.9869008631025i | -7073.0684162764-257.543401725771i | 115.465020518676-526.333632412548i | 0.51362 | 0.81441 | 4.05191687457604+90.507380994098i | 274.336533955578-1419.3493835303i | 88.25 | 1445.6186 | 274.3365 | -1419.3494
88.5 | 0.49006 | 0.83228 | 3.52433224953837+87.3573295345575i | 0.57619 | 0.76059 | 5.90303985570225+100.326590624696i | 0.51703 | 0.76193 | 9.3478336728517+93.6271995800565i | 0.81016 | -0.022723 | 469.32766395659-62.1619265991695i | 3.52433224953837+87.3573295345575i | -7086.76757283103-242.994165891983i | 115.085727909892-525.320003131968i | 0.51645 | 0.81223 | 4.11573372758006+90.9005153393045i | 276.430785347743-1409.44280807267i | 88.5 | 1436.2949 | 276.4308 | -1409.4428
88.75 | 0.49328 | 0.83031 | 3.55375359787748+87.7541159336275i | 0.57865 | 0.75867 | 5.9483542569195+100.737263552844i | 0.51941 | 0.76025 | 9.4095390266433+93.9799825608535i | 0.81022 | -0.022787 | 469.436133936027-62.368022651305i | 3.55375359787748+87.7541159336275i | -7035.55113574319-198.277561069519i | 111.428696644521-521.346910921937i | 0.51942 | 0.81025 | 4.15224911358542+91.2994542068025i | 268.664986250019-1398.94002544564i | 88.75 | 1424.5049 | 268.665 | -1398.94
89 | 0.49634 | 0.82817 | 3.60668892992074+88.1464354051195i | 0.58096 | 0.7566 | 6.0187334287769+101.14451351303i | 0.52203 | 0.75851 | 9.46454570554985+94.3665092340075i | 0.81022 | -0.022857 | 469.392247270431-62.555984809391i | 3.60668892992074+88.1464354051195i | -7031.67431120979-204.518831421691i | 112.257758015629-520.146405291998i | 0.52219 | 0.80825 | 4.20001485490779+91.6832763789205i | 268.37506792562-1404.12303121695i | 89 | 1429.5407 | 268.3751 | -1404.123
89.25 | 0.49954 | 0.82617 | 3.63877054769232+88.547916136811i | 0.58334 | 0.75456 | 6.08055884077625+101.560910776956i | 0.52456 | 0.75693 | 9.50564318843915+94.7370342946045i | 0.81029 | -0.022859 | 469.585321954574-62.6088428811805i | 3.63877054769232+88.547916136811i | -7002.81192013537-202.448976450445i | 112.57165506569-517.016717267158i | 0.52497 | 0.80617 | 4.25381570434436+92.0740504795135i | 279.322310382609-1400.60149508457i | 89.25 | 1428.1826 | 279.3223 | -1400.6015
89.5 | 0.50248 | 0.82427 | 3.67268012044369+88.922559133699i | 0.58551 | 0.75267 | 6.14019471050825+101.945293105685i | 0.52697 | 0.75532 | 9.55520279488865+95.0970426195125i | 0.81018 | -0.023019 | 469.179143026617-62.9602349961225i | 3.67268012044369+88.922559133699i | -6989.9297305952-184.391612125584i | 111.845463139907-515.556060110553i | 0.52764 | 0.80438 | 4.28441017382801+92.4414758373485i | 274.202454043374-1403.72000874421i | 89.5 | 1430.2506 | 274.2025 | -1403.72
89.75 | 0.50554 | 0.82202 | 3.73314088604641+89.330123693738i | 0.588 | 0.7504 | 6.21926336474035+102.396233914568i | 0.52947 | 0.75334 | 9.64262905693025+95.4900926285095i | 0.81017 | -0.023238 | 469.011218105517-63.534886594413i | 3.73314088604641+89.330123693738i | -6969.54167001621-162.25776397593i | 109.930852338878-512.489179544758i | 0.53047 | 0.80209 | 4.35562489234947+92.855274279255i | 273.27072273525-1396.93416423992i | 89.75 | 1423.4121 | 273.2707 | -1396.9342
90 | 0.50832 | 0.82009 | 3.77671502860002+89.6957744343535i | 0.5901 | 0.74864 | 6.26747612412735+102.767302784861i | 0.53172 | 0.75178 | 9.69409963292235+95.834095324627i | 0.81017 | -0.023357 | 468.921646255029-63.846560832054i | 3.77671502860002+89.6957744343535i | -6941.01576817529-146.360876894346i | 108.441342776421-510.33927415091i | 0.53323 | 0.8004 | 4.36958124416376+93.2307546613255i | 252.130699533704-1392.71091398981i | 90 | 1415.3493 | 252.1307 | -1392.7109
90.25 | 0.5115 | 0.81786 | 3.8274374588518+90.1195660615875i | 0.59237 | 0.74633 | 6.3669468993185+103.201998456699i | 0.53422 | 0.75 | 9.7569391884027+96.221164895167i | 0.81023 | -0.023584 | 468.937205474375-64.4921726938335i | 3.8274374588518+90.1195660615875i | -6914.69952354809-132.958994386806i | 108.668156659153-507.45423429933i | 0.53602 | 0.79818 | 4.43456952129698+93.642147783076i | 256.55253913079-1392.56196360377i | 90.25 | 1415.9972 | 256.5525 | -1392.562
90.5 | 0.51443 | 0.81594 | 3.86057484171885+90.5053762906265i | 0.59474 | 0.74442 | 6.4112828046789+103.622608746292i | 0.53673 | 0.74842 | 9.79583501329975+96.6017481211595i | 0.81004 | -0.023513 | 468.475177584128-64.176144125992i | 3.86057484171885+90.5053762906265i | -6896.19973020997-147.507364253176i | 109.342609314914-504.473690491129i | 0.53867 | 0.79624 | 4.47739024046879+94.026873739353i | 264.100591966123-1388.4296298029i | 90.5 | 1413.3244 | 264.1006 | -1388.4296
90.75 | 0.51744 | 0.81379 | 3.90996588641047+90.914110785335i | 0.59688 | 0.74227 | 6.5009480999674+104.03693973934i | 0.53915 | 0.74637 | 9.89348368786985+97.0007684347695i | 0.80999 | -0.023671 | 468.245079622212-64.5628797394335i | 3.90996588641047+90.914110785335i | -6907.93629126503-87.8701453460044i | 106.479154058742-505.382697605015i | 0.54141 | 0.79406 | 4.53979989322128+94.4365807607905i | 257.484950859432-1390.64462619509i | 90.75 | 1414.2811 | 257.485 | -1390.6446
91 | 0.52029 | 0.81158 | 3.97328594486381+91.3137094090145i | 0.59921 | 0.74006 | 6.58265805691795+104.481105315678i | 0.54153 | 0.74459 | 9.9608217170089+97.3817184310935i | 0.80987 | -0.023814 | 467.838652367237-64.8595474487005i | 3.97328594486381+91.3137094090145i | -6873.67581912616-100.00366374664i | 106.847538422055-500.848526077097i | 0.54413 | 0.7918 | 4.610551663461+94.8524710588505i | 259.326834781321-1375.60603659812i | 91 | 1399.8366 | 259.3268 | -1375.606
91.25 | 0.52296 | 0.80955 | 4.02881965703622+91.6878925801785i | 0.60128 | 0.7381 | 6.65540557955465+104.878011476037i | 0.54153 | 0.74114 | 10.3660123163861+97.584283613195i | 0.80981 | -0.024001 | 467.541765597378-65.311390608394i | 4.02881965703622+91.6878925801785i | -6705.08227458678+379.829528795376i | 69.6683113655234-494.46805750601i | 0.54672 | 0.78999 | 4.64109200602994+95.231685167993i | 143.679415842539-1360.73514572412i | 91.25 | 1368.2996 | 143.6794 | -1360.7351
91.5 | 0.52596 | 0.80726 | 4.09033069699047+92.1123474292095i | 0.6035 | 0.73575 | 6.7614964056829+105.327535598853i | 0.54381 | 0.73919 | 10.4612180836358+97.9692699312385i | 0.80994 | -0.024098 | 467.82552722793-65.6563600620235i | 4.09033069699047+92.1123474292095i | -6679.89060562234+410.443169200664i | 68.320288886845-491.661239275045i | 0.54948 | 0.78787 | 4.69401657092536+95.649051685378i | 132.176635755732-1362.84877043492i | 91.5 | 1369.2434 | 132.1766 | -1362.8488
91.75 | 0.52865 | 0.80529 | 4.13734521334012+92.491851404107i | 0.60562 | 0.7338 | 6.8272102240123+105.735182965377i | 0.54579 | 0.73737 | 10.5594404274305+98.313004270574i | 0.80974 | -0.024207 | 467.213905079723-65.8048039661395i | 4.13734521334012+92.491851404107i | -6636.17307308679+464.488576723785i | 64.0617476519092-488.083801998803i | 0.55181 | 0.78586 | 4.7608481811933+96.0176849571685i | 130.939332625974-1359.5897261921i | 91.75 | 1365.8804 | 130.9393 | -1359.5897
92 | 0.53162 | 0.80297 | 4.20207212641878+92.9218965833115i | 0.60791 | 0.7316 | 6.90846709303105+106.187157220645i | 0.54818 | 0.73549 | 10.6400620908884+98.712352595635i | 0.80975 | -0.024498 | 467.045139126493-66.578950283513i | 4.20207212641878+92.9218965833115i | -6601.95443767426+485.389615834668i | 62.3523905009542-484.966290353975i | 0.55472 | 0.78361 | 4.81635028824079+96.4657494749045i | 118.170595434617-1346.67382233404i | 92 | 1351.8486 | 118.1706 | -1346.6738
92.25 | 0.53424 | 0.80098 | 4.2523820487666+93.2993812368555i | 0.60994 | 0.72969 | 6.9768705727636+106.586574907815i | 0.5501 | 0.73383 | 10.722155652887+99.043559466142i | 0.80972 | -0.02459 | 466.907769436778-66.8003448663815i | 4.2523820487666+93.2993812368555i | -6551.70515186161+519.653522358777i | 59.4943115373893-480.885109456938i | 0.55698 | 0.78173 | 4.87264281095192+96.8241220505435i | 114.774178485289-1347.22469662927i | 92.25 | 1352.1048 | 114.7742 | -1347.2247
92.5 | 0.53706 | 0.79867 | 4.32377445977744+93.72054934264i | 0.61206 | 0.72724 | 7.1025792031893+107.045072102899i | 0.5523 | 0.73192 | 10.8166226181508+99.426433748767i | 0.80964 | -0.024636 | 466.660569642417-66.865023824119i | 4.32377445977744+93.72054934264i | -6522.67297014363+526.437766277559i | 59.9720553027571-477.016884788797i | 0.55963 | 0.77951 | 4.93942901183465+97.248534123639i | 108.318772961878-1342.45353646267i | 92.5 | 1346.8164 | 108.3188 | -1342.4535
92.75 | 0.53977 | 0.79639 | 4.39718117708314+94.1305212682925i | 0.61411 | 0.72532 | 7.16950673567945+107.454402368527i | 0.55434 | 0.73009 | 10.9122552382407+99.788185105787i | 0.80958 | -0.024814 | 466.395466722243-67.294072314424i | 4.39718117708314+94.1305212682925i | -6461.61807404414+567.084724253175i | 55.9248971896841-473.328754944557i | 0.56233 | 0.77741 | 4.98952081156746+97.674702424512i | 84.8441040967128-1326.30696742323i | 92.75 | 1329.0179 | 84.8441 | -1326.307
93 | 0.54302 | 0.79675 | 4.16742462291529+94.4411453123755i | 0.61614 | 0.72308 | 7.27601659426525+107.892156958432i | 0.55626 | 0.72826 | 11.0151159923651+100.136170346984i | 0.8095 | -0.025019 | 466.029509439642-67.7719635402855i | 4.16742462291529+94.4411453123755i | -6670.94952266944+851.739093565833i | 48.6927894488906-484.69094220414i | 0.56472 | 0.77517 | 5.0740948752578+98.0786168268475i | 161.235504988767-1296.93504639648i | 93 | 1306.919 | 161.2355 | -1296.935
93.25 | 0.54604 | 0.79463 | 4.20353404969073+94.879457341972i | 0.61838 | 0.72084 | 7.36500450669065+108.357120154283i | 0.55853 | 0.72663 | 11.0704689976524+100.517196375815i | 0.80953 | -0.025147 | 466.025498316171-68.1285000338755i | 4.20353404969073+94.879457341972i | -6624.25330295237+863.847478644642i | 48.5265337957466-480.115743366558i | 0.56734 | 0.77312 | 5.12258649689585+98.4986853220145i | 163.87221250201-1296.243124004i | 93.25 | 1306.5605 | 163.8722 | -1296.2431
93.5 | 0.5486 | 0.79217 | 4.30094129210099+95.2941927167955i | 0.62018 | 0.71855 | 7.4980532338204+108.775411267904i | 0.56025 | 0.72459 | 11.2113768088993+100.859691109318i | 0.80919 | -0.025356 | 464.979858852722-68.4327748481575i | 4.30094129210099+95.2941927167955i | -6543.92809582106+919.481447201296i | 44.4140867349253-474.877791237489i | 0.56967 | 0.77092 | 5.2062137287001+98.899225083383i | 144.448069902839-1292.91670907452i | 93.5 | 1300.9607 | 144.4481 | -1292.9167
93.75 | 0.55141 | 0.78996 | 4.35672164873121+95.7209150697305i | 0.62235 | 0.71619 | 7.6077587671111+109.250873460996i | 0.56253 | 0.72251 | 11.3214797192417+101.276947698234i | 0.80913 | -0.025584 | 464.660964412193-68.9834295043375i | 4.35672164873121+95.7209150697305i | -6550.53470679822+961.216546780329i | 42.8180225651544-473.861895262163i | 0.5723 | 0.76855 | 5.28736751784235+99.3473635118705i | 143.411768184784-1284.66875065215i | 93.75 | 1292.6487 | 143.4118 | -1284.6688
94 | 0.55402 | 0.788 | 4.39819767941525+96.1156463811635i | 0.62441 | 0.71443 | 7.65170112868305+109.662315386576i | 0.56433 | 0.72095 | 11.3987457964404+101.602993248779i | 0.80904 | -0.02556 | 464.45824431798-68.860730524968i | 4.39819767941525+96.1156463811635i | -6469.95135446644+999.579637838609i | 38.6869153413275-468.31315797464i | 0.57455 | 0.76662 | 5.3449680756592+99.7277595038885i | 141.678217052229-1275.59318509398i | 94 | 1283.4371 | 141.6782 | -1275.5932
94.25 | 0.55682 | 0.78551 | 4.48219012850772+96.567196565224i | 0.62637 | 0.71177 | 7.8182615664014+110.144456644753i | 0.56633 | 0.71904 | 11.5062859717317+101.978534405397i | 0.80887 | -0.025736 | 463.89818384441-69.197898960069i | 4.48219012850772+96.567196565224i | -6409.67693247651+1013.33995046288i | 39.007043956678-462.504703487555i | 0.57716 | 0.76424 | 5.42856885612735+100.18120085094i | 133.223778620062-1265.96069165293i | 94.25 | 1272.9513 | 133.2238 | -1265.9607
94.5 | 0.55937 | 0.78336 | 4.54650872440237+96.973974295195i | 0.62829 | 0.70969 | 7.91453165601695+110.572955143257i | 0.56817 | 0.7171 | 11.6281352652995+102.339179423134i | 0.80905 | -0.025816 | 464.308418001662-69.534085687956i | 4.54650872440237+96.973974295195i | -6379.91838561905+1073.9925938472i | 35.0654775371508-460.462230451504i | 0.57934 | 0.76204 | 5.5212453350515+100.578875742995i | 133.240788784998-1263.81905602489i | 94.5 | 1270.8232 | 133.2408 | -1263.8191
94.75 | 0.56193 | 0.78114 | 4.61653058269777+97.388172817856i | 0.62964 | 0.70654 | 8.1986883423523+111.027628528871i | 0.57001 | 0.71529 | 11.7330816375142+102.692843345557i | 0.80877 | -0.025988 | 463.459359786569-69.78112029234i | 4.61653058269777+97.388172817856i | -6390.13252496982+1075.82821817706i | 41.3179046377346-457.652079710047i | 0.58174 | 0.75997 | 5.58341416004655+100.993558109552i | 123.731178916961-1270.47092866155i | 94.75 | 1276.4818 | 123.7312 | -1270.4709
95 | 0.5636 | 0.77636 | 5.01896646071505+97.878714400322i | 0.63156 | 0.70438 | 8.30722035065725+111.470585593267i | 0.57201 | 0.71337 | 11.8411533800503+103.077145991208i | 0.80903 | -0.026238 | 463.932395714773-70.6091198125875i | 5.01896646071505+97.878714400322i | -6123.53656193059+836.617697952468i | 44.8195974857773-439.686211068151i | 0.58405 | 0.75756 | 5.689366992171+101.425484697674i | 42.5186426351521-1270.3159742623i | 95 | 1271.0273 | 42.5186 | -1270.316
95.25 | 0.56593 | 0.77398 | 5.1224387923457+98.2875386890465i | 0.63317 | 0.7021 | 8.4588485946378+111.886435739123i | 0.5737 | 0.7116 | 11.952921268587+103.414311316451i | 0.80891 | -0.026091 | 463.726840464934-70.142478336761i | 5.1224387923457+98.2875386890465i | -6061.78030333264+841.94965112107i | 44.7563173688387-434.774589849218i | 0.58617 | 0.75535 | 5.78706931736205+101.825055888328i | 36.3221155727437-1263.56149261547i | 95.25 | 1264.0834 | 36.3221 | -1263.5615
95.5 | 0.56838 | 0.77163 | 5.21507603908955+98.710042287686i | 0.63513 | 0.69971 | 8.59264353640385+112.361889963458i | 0.57553 | 0.70969 | 12.071268811728+103.781109896244i | 0.80888 | -0.026237 | 463.551821133414-70.5015270964335i | 5.21507603908955+98.710042287686i | -6012.34953687358+858.235147780962i | 43.435036243045-429.659406515661i | 0.58858 | 0.75304 | 5.8737633113887+102.269035211441i | 25.7088253111483-1246.88378509452i | 95.5 | 1247.1488 | 25.7088 | -1246.8838
95.75 | 0.57065 | 0.76919 | 5.32885091782665+99.1235873521445i | 0.63681 | 0.69752 | 8.7268740780711+112.786579398553i | 0.57718 | 0.70799 | 12.176643854636+104.111950542276i | 0.80877 | -0.026432 | 463.136010917324-70.9276635929635i | 5.32885091782665+99.1235873521445i | -5924.02060515554+862.984409906083i | 42.0686382421066-423.118917031687i | 0.59057 | 0.75086 | 5.9770066855571+102.657921701874i | 19.0865353516992-1241.80068151012i | 95.75 | 1241.9474 | 19.0865 | -1241.8007
96 | 0.57313 | 0.76657 | 5.4486893650191+99.574971270479i | 0.63866 | 0.69473 | 8.9261344603202+113.29303911875i | 0.57918 | 0.70582 | 12.3187556404441+104.524583577753i | 0.80847 | -0.026584 | 462.238335917633-71.0965033047645i | 5.4486893650191+99.574971270479i | -5897.46785507812+865.538574062606i | 43.1130895908064-418.976237521795i | 0.59322 | 0.74851 | 6.05099676010085+103.137827824491i | -7.2466021925196-1230.22437311351i | 96 | 1230.2457 | -7.2466 | -1230.2244
96.25 | 0.57525 | 0.76459 | 5.52196692703295+99.9443641897675i | 0.64027 | 0.69281 | 9.03089649976385+113.687905638667i | 0.58066 | 0.70424 | 12.4211321172981+104.828794580481i | 0.80889 | -0.026572 | 463.336361431541-71.3735561794955i | 5.52196692703295+99.9443641897675i | -5857.33434485699+898.721700257835i | 40.7627033904566-415.780816808562i | 0.59502 | 0.74652 | 6.1457910176844+103.496930675726i | -5.31445199858038-1226.75589425115i | 96.25 | 1226.7674 | -5.3145 | -1226.7559
96.5 | 0.57759 | 0.76178 | 5.6725793834895+100.401362563809i | 0.642 | 0.69033 | 9.20124934505275+114.156948393094i | 0.58249 | 0.70225 | 12.5511662993197+105.211485740194i | 0.80873 | -0.026638 | 462.879596087851-71.427826525997i | 5.6725793834895+100.401362563809i | -5776.80963439035+886.577428430782i | 40.6067239308495-409.544310023101i | 0.59716 | 0.744 | 6.2772123187326+103.936998406157i | -12.7638800209807-1219.5756533401i | 96.5 | 1219.6424 | -12.7639 | -1219.5757
96.75 | 0.57976 | 0.75965 | 5.759340515832+100.793768666003i | 0.64376 | 0.68817 | 9.32527626298135+114.601756204612i | 0.58433 | 0.7005 | 12.6500796897057+105.578876766876i | 0.80934 | -0.026683 | 464.418381465233-71.993460847819i | 5.759340515832+100.793768666003i | -5779.23895186901+888.800521569924i | 40.9872901746641-407.958139656886i | 0.5994 | 0.74188 | 6.3538653070944+104.363045901476i | -20.8604022622989-1207.85162729438i | 96.75 | 1208.0318 | -20.8604 | -1207.8516
97 | 0.58172 | 0.75695 | 5.9250552087849+101.205241662263i | 0.6451 | 0.68566 | 9.53893565287085+115.027681361285i | 0.58588 | 0.69838 | 12.8186388999259+105.93803709163i | 0.80932 | -0.026822 | 464.271896010931-72.342081593189i | 5.9250552087849+101.205241662263i | -5739.46530918567+896.446063857938i | 40.9105965201975-404.532009270481i | 0.60134 | 0.73949 | 6.4855484985777+104.776549252526i | -39.7285718076918-1202.3872065127i | 97 | 1203.0434 | -39.7286 | -1202.3872
97.25 | 0.58387 | 0.75454 | 6.0440348793814+101.622379773438i | 0.64685 | 0.6835 | 9.6653200954514+115.478556229218i | 0.58807 | 0.69639 | 12.9245111965465+106.376092004311i | 0.80933 | -0.027126 | 464.062177087915-73.1331830908055i | 6.0440348793814+101.622379773438i | -5753.31230483698+876.4746939282i | 42.3670702803307-404.143890448701i | 0.60355 | 0.73744 | 6.55602766373635+105.200447650601i | -56.9431010189981-1205.88010159678i | 97.25 | 1207.2238 | -56.9431 | -1205.8801
97.5 | 0.58575 | 0.75205 | 6.1938990092828+102.016816754757i | 0.64818 | 0.68103 | 9.8764639001741+115.903796103358i | 0.59002 | 0.69392 | 13.111962741512+106.821194027973i | 0.8092 | -0.027217 | 463.645260663012-73.2677025194845i | 6.1938990092828+102.016816754757i | -5824.03456474476+887.097424713215i | 44.2241393747294-407.660741738182i | 0.60539 | 0.73519 | 6.67886938859525+105.596549252464i | -71.1280328293375-1222.93097423429i | 97.5 | 1224.9977 | -71.128 | -1222.931
97.75 | 0.58786 | 0.74946 | 6.33793306847065+102.447683971666i | 0.64973 | 0.67825 | 10.1100749670581+116.394692364613i | 0.59216 | 0.69169 | 13.2538612827652+107.277480212308i | 0.80922 | -0.027268 | 463.665486936316-73.4181085444135i | 6.33793306847065+102.447683971666i | -5871.51962954833+849.054736569248i | 49.3725776842941-407.634318446326i | 0.60432 | 0.73143 | 7.2154560023406+105.766544515532i | 148.720106199198-1309.12620255215i | 97.75 | 1317.5466 | 148.7201 | -1309.1262
98 | 0.58949 | 0.74694 | 6.5102103979071+102.821617855667i | 0.65105 | 0.67619 | 10.267778057378+116.786297794678i | 0.59394 | 0.6897 | 13.3908960642077+107.669030788643i | 0.80954 | -0.027609 | 464.237743389455-74.544009590675i | 6.5102103979071+102.821617855667i | -5881.58190245099+818.950231095193i | 50.992121963966-407.454777261037i | 0.6062 | 0.72936 | 7.3179985489035+106.159840062754i | 120.014296062579-1313.0552990399i | 98 | 1318.5286 | 120.0143 | -1313.0553
98.25 | 0.59135 | 0.74442 | 6.6659344777334+103.225782563131i | 0.65242 | 0.67358 | 10.4984056353704+117.241474846194i | 0.59575 | 0.68751 | 13.5520330803886+108.083845342809i | 0.80941 | -0.027862 | 463.708216731928-75.097950095538i | 6.6659344777334+103.225782563131i | -5904.51231253301+801.57016232765i | 53.9688779025734-406.521349747855i | 0.60809 | 0.72699 | 7.45555596643545+106.579812227987i | 112.276962115702-1314.76367206937i | 98.25 | 1319.549 | 112.277 | -1314.7637
98.5 | 0.59287 | 0.74184 | 6.8548510908718+103.597277325844i | 0.65359 | 0.67103 | 10.7433437901254+117.667303580615i | 0.60376 | 0.68658 | 13.055029297448+109.258319241875i | 0.80957 | -0.028044 | 463.97945785754-75.691592805244i | 6.8548510908718+103.597277325844i | -6601.23152284499-266.493881170396i | 138.058880056404-431.014872742129i | 0.60983 | 0.72457 | 7.6119827045905+106.989864276049i | 350.40890730519-1405.75370834723i | 98.5 | 1448.7684 | 350.4089 | -1405.7537
98.75 | 0.59439 | 0.73937 | 7.0323714866799+103.962772015775i | 0.65463 | 0.66865 | 10.9789461193593+118.058383250221i | 0.60492 | 0.68428 | 13.2810910429378+109.602774279649i | 0.80964 | -0.02804 | 464.163985341315-75.7356373600035i | 7.0323714866799+103.962772015775i | -6608.74176275978-222.706669064938i | 136.3803153412-430.666437153335i | 0.61172 | 0.72235 | 7.73236762610765+107.403955290418i | 300.90343616808-1400.86775380678i | 98.75 | 1432.8201 | 300.9034 | -1400.8678
99 | 0.5958 | 0.73701 | 7.2059566779014+104.309620200567i | 0.65556 | 0.6662 | 11.2381445872236+118.443192594808i | 0.60638 | 0.68197 | 13.4849787398233+109.99156824666i | 0.80931 | -0.028616 | 462.850963705361-76.958684390583i | 7.2059566779014+104.309620200567i | -6674.0980505455-220.406690210708i | 139.000327155523-432.56032101893i | 0.61355 | 0.72004 | 7.86855661629605+107.822353254359i | 267.663605793576-1390.7044860555i | 99 | 1416.2284 | 267.6636 | -1390.7045
99.25 | 0.59679 | 0.73454 | 7.4268508008876+104.616688611264i | 0.65604 | 0.66385 | 11.5302727177974+118.755012116631i | 0.60719 | 0.67985 | 13.7171392891501+110.276157287851i | 0.80906 | -0.028776 | 462.083592041452-77.173230888079i | 7.4268508008876+104.616688611264i | -6661.22369755638-215.109959951116i | 140.15165718287-430.469872433647i | 0.61481 | 0.71789 | 8.03284973970625+108.158356211489i | 231.521702319549-1386.75036463826i | 99.25 | 1405.9441 | 231.5217 | -1386.7504
99.5 | 0.59796 | 0.73233 | 7.6044608398241+104.926595206755i | 0.65675 | 0.66159 | 11.7897277786346+119.093295645031i | 0.60818 | 0.67769 | 13.9398386674942+110.59171262868i | 0.80907 | -0.029066 | 461.893786372186-77.9279593829035i | 7.6044608398241+104.926595206755i | -6703.62090178251-184.340226989298i | 140.542020093232-431.67532610839i | 0.6166 | 0.71546 | 8.1894412370995+108.588195475801i | 193.758196392983-1345.70651520022i | 99.5 | 1359.5839 | 193.7582 | -1345.7065
99.75 | 0.59861 | 0.73056 | 7.7682912871537+105.142384774685i | 0.65705 | 0.65996 | 11.9980108970278+119.3065192773i | 0.60883 | 0.67622 | 14.0968080884638+110.803201753278i | 0.80895 | -0.029262 | 461.416633503466-78.3290623224955i | 7.7682912871537+105.142384774685i | -6704.02835884829-197.379377602329i | 142.562844685242-430.737755131972i | 0.61784 | 0.71358 | 8.3225716214884+108.903295307034i | 165.929931839407-1306.35139478088i | 99.75 | 1316.8473 | 165.9299 | -1306.3514
100 | 0.59997 | 0.72918 | 7.83038354697935+105.414472465255i | 0.65774 | 0.65823 | 12.1824181213718+119.588862930833i | 0.60991 | 0.67482 | 14.2061224851233+111.07180851584i | 0.8089 | -0.029473 | 461.132849922421-78.831272059786i | 7.83038354697935+105.414472465255i | -6751.93246407158-170.680042456778i | 144.659611332176-431.931718609257i | 0.61945 | 0.71175 | 8.4189798363955+109.263864273346i | 160.741105298146-1275.39636414501i | 100 | 1285.4857 | 160.7411 | -1275.3964
100.25 | 0.60112 | 0.72642 | 8.07941278025075+105.770340995965i | 0.65848 | 0.65594 | 12.4476121571184+119.939246843581i | 0.61082 | 0.67247 | 14.4683939695037+111.396354604091i | 0.80927 | -0.029607 | 461.957885788818-79.4695086549495i | 8.07941278025075+105.770340995965i | -6738.34637707466-136.78515665459i | 142.706835786466-431.577041423163i | 0.62107 | 0.70889 | 8.64707256862825+109.716315107017i | 131.933124195524-1236.5647482239i | 100.25 | 1243.583 | 131.9331 | -1236.5647
100.5 | 0.60271 | 0.72494 | 8.13580202584165+106.082405419997i | 0.65958 | 0.65439 | 12.5641634034872+120.267376813279i | 0.61252 | 0.671 | 14.538541111615+111.762057573081i | 0.80887 | -0.029949 | 460.666481623041-80.018823686038i | 8.13580202584165+106.082405419997i | -6808.89964414697-156.241729378835i | 146.580907379905-434.247362537709i | 0.62297 | 0.70717 | 8.7054761818101+110.109192535141i | 125.978395456311-1218.09468165164i | 100.5 | 1224.5919 | 125.9784 | -1218.0947
100.75 | 0.60406 | 0.72274 | 8.3018134412062+106.423028202639i | 0.66068 | 0.6527 | 12.702422417958+120.613062234369i | 0.61361 | 0.66908 | 14.7264210386851+112.080034947486i | 0.80907 | -0.03004 | 461.1081186249-80.415871061856i | 8.3018134412062+106.423028202639i | -6786.94541584358-106.438667960831i | 142.156200103489-434.204142977384i | 0.62491 | 0.70512 | 8.8019135130306+110.539503539175i | 80.7108807220423-1187.44764088411i | 100.75 | 1190.1874 | 80.7109 | -1187.4476
101 | 0.60571 | 0.72085 | 8.4055986661533+106.778123507129i | 0.6619 | 0.65057 | 12.8966650411987+121.024247579224i | 0.61469 | 0.66692 | 14.9497366521826+112.419557525381i | 0.80884 | -0.030279 | 460.312929249168-80.8317409578095i | 8.4055986661533+106.778123507129i | -6818.34714881137+13.5183136437818i | 136.378766321616-435.617507309942i | 0.62675 | 0.70289 | 8.93112805998585+110.976905421968i | 60.565894696195-1163.61938488422i | 101 | 1165.1945 | 60.5659 | -1163.6194

## s21_entry
| Mesaurements taken to find the z coefficient of the voltage transformer; paste below the Re(s21) and Im(s21) values from s1p files | [11 empty] | Calculated z-parameters |  |  | Impedance measured at the transformer input when loaded with an unknown imp. |  |  |  |  | Calculated unknown load impedance
| ZINO |  |  | ZINS |  |  | ZINL |  |  | ZL | [5 empty] | Zin |  |  |  |  | ZDUT
F [MHz] | Re(s21) | Im(s21) | Z | Re(s21) | Im(s21) | Z | Re(s21) | Im(s21) | Z | Re(s21) | Im(s21) | Z | z11 | z122 | z22 | Re(s21) | Im(s21) | Z | ZLoad | F [MHz] | ¦Z¦ | Rs | Xs
1 | 0.99168 | -0.073504 | 0.288485431501469+7.43352191563939i | 0.99963 | -0.014177 | 0.0170732457060654+1.4185068205815i | 0.96921 | -0.038186 | 3.01727150836154+4.05878300760828i | 0.16606 | 0.00046746 | 502.176594675019-1.69510191889789i | 0.288485431501469+7.43352191563939i | -3270.16921169972+295.717119645065i | 24.581492123326+544.776842023119i | 0.99536 | -0.052861 | 0.184102636714243+5.32050715216564i | 38.7613408594284+1005.98426494105i | 1 | 1006.7307 | 38.7613 | 1005.9843
1.25 | 0.98531 | -0.093366 | 0.587469433336098+9.53145140627556i | 0.99944 | -0.017711 | 0.0251013647505512+1.772524686943i | 0.96323 | -0.039125 | 3.64626668058972+4.20992416198336i | 0.16599 | 0.00064714 | 502.445532905547-2.34877339880593i | 0.587469433336098+9.53145140627556i | -5436.36621610974+809.333736685644i | 53.2463877355133+704.518869951377i | 0.99181 | -0.067095 | 0.366478728489293+6.7896627459652i | 81.250455816235+1289.10261061423i | 1.25 | 1291.6606 | 81.2505 | 1289.1026
1.5 | 0.97564 | -0.11332 | 1.13249419600481+11.7469218849178i | 0.99918 | -0.021276 | 0.0362698493578286+2.13013565968893i | 0.95887 | -0.039383 | 4.1142764792771+4.27628724883787i | 0.16595 | 0.00069966 | 502.581191514949-2.54053830427251i | 1.13249419600481+11.7469218849178i | -8280.40372759876+1879.86795601486i | 96.0791672463488+871.988609660521i | 0.98623 | -0.081537 | 0.708321798903622+8.32613740770547i | 149.534441059749+1579.08256902635i | 1.5 | 1586.147 | 149.5344 | 1579.0826
1.75 | 0.96231 | -0.13157 | 2.01011209195062+13.947548175125i | 0.99907 | -0.024634 | 0.0321529528213375+2.46649862370531i | 0.95637 | -0.03946 | 4.38479709546169+4.30697705853201i | 0.16624 | 0.00077352 | 501.53801311138-2.79902053308686i | 2.01011209195062+13.947548175125i | -11594.9545103693+4032.72174213762i | 172.151176220054+1039.57939117245i | 0.97873 | -0.095554 | 1.20833330288516+9.88096955097637i | 241.284695178385+1893.21491209576i | 1.75 | 1908.5285 | 241.2847 | 1893.2149
2 | 0.94629 | -0.14656 | 3.19973012659426+15.9838033945121i | 0.99886 | -0.028099 | 0.0352324530215515+2.81410294739887i | 0.95482 | -0.040223 | 4.54650903792075+4.40413665108522i | 0.16627 | 0.00083255 | 501.417812337333-3.01142471866113i | 3.19973012659426+15.9838033945121i | -14795.6051360543+7420.95339315945i | 277.512522501838+1190.14042353062i | 0.96912 | -0.10796 | 1.92166945222763+11.3537611935835i | 392.151870035093+2190.2773312018i | 2 | 2225.1063 | 392.1519 | 2190.2773
2.25 | 0.92924 | -0.15798 | 4.59157820762144+17.7813363396581i | 0.99855 | -0.031541 | 0.0456399748944873+3.16014017568837i | 0.9538 | -0.041406 | 4.64645599681874+4.54288100213934i | 0.16632 | 0.00091745 | 501.236098248524-3.31653754558058i | 4.59157820762144+17.7813363396581i | -17504.670505329+11869.6366519443i | 400.832444138753+1321.83645040499i | 0.95817 | -0.11829 | 2.79865147153156+12.6909525430609i | 596.071445476447+2468.06366581579i | 2.25 | 2539.0233 | 596.0714 | 2468.0637
2.5 | 0.91227 | -0.16628 | 6.09146690247108+19.3373587680932i | 0.99827 | -0.035023 | 0.04973345026566+3.51010764662646i | 0.95301 | -0.042839 | 4.71918602967422+4.70729691896785i | 0.1664 | 0.00094451 | 500.937532311095-3.41097631026319i | 6.09146690247108+19.3373587680932i | -19517.7169988556+16979.7979377411i | 525.506476991416+1433.77310981481i | 0.94695 | -0.12661 | 3.74711049328449+13.8714074076947i | 804.738490335056+2707.55267617705i | 2.5 | 2824.6142 | 804.7385 | 2707.5527
2.75 | 0.89605 | -0.17182 | 7.64265175937455+20.6401439995671i | 0.99796 | -0.038311 | 0.0564627709837821+3.84112854569889i | 0.95247 | -0.044636 | 4.76018789265713+4.90941129092761i | 0.16634 | 0.0010949 | 501.151611044224-3.9569110045823i | 7.64265175937455+20.6401439995671i | -20520.2676841363+22737.9794426592i | 666.078747514906+1522.3074836833i | 0.93573 | -0.13316 | 4.74684100436294+14.9060582059988i | 1053.48801258209+2924.74973171235i | 2.75 | 3108.6972 | 1053.488 | 2924.7497
3 | 0.88075 | -0.17579 | 9.19017494215149+21.7929746021987i | 0.9975 | -0.041677 | 0.0757852269184521+4.18133289994852i | 0.95194 | -0.046656 | 4.79648749654353+5.13618527521504i | 0.16647 | 0.0011573 | 500.689680611852-4.17599393266773i | 9.19017494215149+21.7929746021987i | -20848.4151018478+28750.2353717118i | 804.385709748129+1600.07229412668i | 0.92484 | -0.13834 | 5.76086863728949+15.8197750678573i | 1308.53306241193+3103.31332146453i | 3 | 3367.9092 | 1308.5331 | 3103.3133
3.25 | 0.86647 | -0.17812 | 10.7312161254476+22.7625739174407i | 0.99715 | -0.045136 | 0.0811861919546387+4.53017114144436i | 0.95145 | -0.048901 | 4.82548561791466+5.38766921023251i | 0.16653 | 0.0011489 | 500.478671926974-4.14290147096168i | 10.7312161254476+22.7625739174407i | -20244.7849553844+34759.8798604794i | 937.881622022146+1658.21546811134i | 0.91453 | -0.14229 | 6.76161173883948+16.6112095678801i | 1552.12328793804+3239.74174211151i | 3.25 | 3592.3548 | 1552.1233 | 3239.7417
3.5 | 0.85312 | -0.17959 | 12.2425472606617+23.6279879769816i | 0.99686 | -0.048587 | 0.0768552900575517+4.87770855697045i | 0.95106 | -0.051219 | 4.84207236378746+5.6462690442031i | 0.16653 | 0.0012379 | 500.448446852832-4.46332698451298i | 12.2425472606617+23.6279879769816i | -19030.8247944692+40848.1298185815i | 1069.68626114865+1709.00377722327i | 0.90465 | -0.14541 | 7.75619456584302+17.3207707967588i | 1805.68982200137+3353.57376233729i | 3.5 | 3808.802 | 1805.6898 | 3353.5738
3.75 | 0.84086 | -0.18006 | 13.7119662260461+24.3502206738569i | 0.99658 | -0.051962 | 0.071544479374786+5.21778060792888i | 0.95058 | -0.053491 | 4.86662324960202+5.90104954791323i | 0.16659 | 0.0013832 | 500.229926069281-4.9837681608322i | 13.7119662260461+24.3502206738569i | -17159.5014449787+46594.2102291077i | 1190.69835489111+1745.78512012399i | 0.89543 | -0.14778 | 8.71706582660718+17.9420075208049i | 2033.99492289207+3445.44719249067i | 3.75 | 4001.0301 | 2033.9949 | 3445.4472
4 | 0.82932 | -0.17985 | 15.164412182372+24.9752769350185i | 0.99615 | -0.055366 | 0.077290903222613+5.56227706281321i | 0.95008 | -0.055932 | 4.8902233703753+6.17490737948763i | 0.16654 | 0.0013939 | 500.406373787645-5.025079478257i | 15.164412182372+24.9752769350185i | -14666.7883966884+52314.231170725i | 1314.00366647313+1776.71257925462i | 0.88663 | -0.14956 | 9.66655108217465+18.4986699972004i | 2263.27667977586+3524.54766186758i | 4 | 4188.6582 | 2263.2767 | 3524.5477
4.25 | 0.81851 | -0.17923 | 16.5835598242895+25.528475909779i | 0.99556 | -0.058744 | 0.0973240221804484+5.90632538595431i | 0.94965 | -0.058545 | 4.9027256696682+6.46712297945396i | 0.16656 | 0.0013743 | 500.338448871157-4.95332824286496i | 16.5835598242895+25.528475909779i | -11549.9687464956+58119.2705387299i | 1446.36685672952+1803.83458785101i | 0.87818 | -0.15089 | 10.6063887113531+19.0044714433993i | 2515.02508759062+3595.89903045742i | 4.25 | 4388.1478 | 2515.0251 | 3595.899
4.5 | 0.80835 | -0.1781 | 17.9816423186262+25.9945684166844i | 0.99513 | -0.062051 | 0.100660273600157+6.24175184157038i | 0.94925 | -0.061062 | 4.91275066835222+6.74865942233193i | 0.16672 | 0.0014141 | 499.749934062254-5.08703020930869i | 17.9816423186262+25.9945684166844i | -7882.5963302967+63534.1043010467i | 1569.26862297151+1819.62204047174i | 0.87037 | -0.15184 | 11.4999781029105+19.4517103162866i | 2729.22402523984+3643.43122482098i | 4.5 | 4552.2802 | 2729.224 | 3643.4312
4.75 | 0.79881 | -0.17653 | 19.356674555708+26.3765156738844i | 0.9947 | -0.065466 | 0.0988560294806553+6.5879563843986i | 0.94883 | -0.063593 | 4.92112287062817+7.0320731747764i | 0.16678 | 0.0014262 | 499.535296658487-5.12677358344188i | 19.356674555708+26.3765156738844i | -3834.4500054562+68646.0644081238i | 1684.7825729868+1833.36677124659i | 0.86289 | -0.15252 | 12.3788023903867+19.8630689735908i | 2928.76081956445+3697.83163807141i | 4.75 | 4717.16 | 2928.7608 | 3697.8316
5 | 0.78982 | -0.17483 | 20.6973202921208+26.7172167745169i | 0.99415 | -0.068758 | 0.109433074344965+6.923841076839i | 0.94831 | -0.066169 | 4.94026510926997+7.32227483693401i | 0.16682 | 0.0015214 | 499.394224322031-5.46655292439726i | 20.6973202921208+26.7172167745169i | 719.608173184693+73527.8613255366i | 1802.48874432844+1838.48512563871i | 0.85559 | -0.15286 | 13.2635771665951+20.2352770274709i | 3151.99287578602+3732.49160664907i | 5 | 4885.3406 | 3151.9929 | 3732.4916
5.25 | 0.78129 | -0.17279 | 22.0250097357163+26.9877721120679i | 0.99358 | -0.072125 | 0.118128882794737+7.26763747724487i | 0.9478 | -0.068942 | 4.95269729271763+7.63424412374018i | 0.16685 | 0.0016213 | 499.293380893269-5.82341170021135i | 22.0250097357163+26.9877721120679i | 6048.68846350629+78106.5497362745i | 1925.40162760636+1832.18097926601i | 0.84873 | -0.15305 | 14.11224543408+20.5773387956305i | 3364.17998087791+3753.48262429823i | 5.25 | 5040.4701 | 3364.18 | 3753.4826
5.5 | 0.77329 | -0.17045 | 23.3261005705555+27.183726890649i | 0.99315 | -0.075484 | 0.111222627272643+7.60891194239668i | 0.94733 | -0.071533 | 4.96104193834619+7.925551653343i | 0.16681 | 0.0017044 | 499.423237267191-6.12475968973614i | 23.3261005705555+27.183726890649i | 11472.1801893038+82247.2488826191i | 2034.80308675594+1827.11944929747i | 0.84203 | -0.15275 | 14.9773947967422+20.8576244904141i | 3580.21509101331+3769.68443585468i | 5.5 | 5198.8903 | 3580.2151 | 3769.6844
5.75 | 0.7658 | -0.16791 | 24.5929285719062+27.3179667574448i | 0.99255 | -0.078796 | 0.119772023235602+7.94822568945461i | 0.94689 | -0.074166 | 4.96448586997799+8.22136421479593i | 0.16681 | 0.0017424 | 499.420158744402-6.26129966924363i | 24.5929285719062+27.3179667574448i | 17346.262145884+86249.6577324333i | 2150.80941220063+1821.95689562297i | 0.83583 | -0.15238 | 15.7937789008588+21.1098204660945i | 3782.67251747686+3793.78277732544i | 5.75 | 5357.3687 | 3782.6725 | 3793.7828
6 | 0.75855 | -0.16514 | 25.8651849693318+27.401825706381i | 0.99191 | -0.082107 | 0.12986140826125+8.28848843043831i | 0.94636 | -0.076811 | 4.97695446553206+8.52046735794692i | 0.16699 | 0.0018166 | 498.782049994909-6.51412456025218i | 25.8651849693318+27.401825706381i | 23664.2678159986+89716.0872225038i | 2261.30927082428+1806.65769885075i | 0.82961 | -0.15182 | 16.6322716017345+21.3434998307632i | 3987.31243401139+3810.19351553976i | 6 | 5515.0916 | 3987.3124 | 3810.1935
6.25 | 0.75163 | -0.16221 | 27.1236547388031+27.4343448004177i | 0.99138 | -0.08546 | 0.125787944944375+8.6312129844436i | 0.94573 | -0.079495 | 4.9968087864882+8.82565816566487i | 0.16691 | 0.0018037 | 499.072000548382-6.47411101421028i | 27.1236547388031+27.4343448004177i | 30271.526231358+92564.5315119981i | 2362.96111543753+1782.86168125528i | 0.82384 | -0.15099 | 17.4381269094955+21.524111887619i | 4163.92778168048+3791.34128274885i | 6.25 | 5631.3909 | 4163.9278 | 3791.3413
6.5 | 0.74512 | -0.15918 | 28.3485613294886+27.4190346851398i | 0.99066 | -0.08871 | 0.140242642357301+8.96718116999519i | 0.94518 | -0.082297 | 5.00417507995998+9.14278496757879i | 0.16695 | 0.0018656 | 498.893097459578-6.69224202009423i | 28.3485613294886+27.4190346851398i | 37694.2794345456+95257.8971117042i | 2482.8606909216+1752.83454121159i | 0.81825 | -0.15004 | 18.236669011716+21.681012484016i | 4380.46909736046+3772.93221509578i | 6.5 | 5781.3084 | 4380.4691 | 3772.9322
6.75 | 0.73902 | -0.15591 | 29.5482313839025+27.3309107755939i | 0.9899 | -0.092156 | 0.151980803628275+9.32373410153736i | 0.9447 | -0.084846 | 5.00663411820493+9.43091748488843i | 0.1669 | 0.0018723 | 499.100428561019-6.72097561427026i | 29.5482313839025+27.3309107755939i | 44535.0890065819+97995.0741867799i | 2586.48984070365+1749.19228284444i | 0.81291 | -0.14876 | 19.0293916428625+21.782339143013i | 4570.20451772092+3791.87919666177i | 6.75 | 5938.444 | 4570.2045 | 3791.8792
7 | 0.73313 | -0.15254 | 30.7414991114291+27.2032469904888i | 0.98936 | -0.095363 | 0.144962082757859+9.65279230622098i | 0.9442 | -0.087563 | 5.00633248018988+9.73806653061442i | 0.16698 | 0.0018904 | 498.781427627137-6.77860340100517i | 30.7414991114291+27.2032469904888i | 52460.9148497965+99577.7047881392i | 2694.78097780465+1708.79055051749i | 0.80774 | -0.14757 | 19.8030173093739+21.8877873904196i | 4763.70789411418+3770.25211705161i | 7 | 6075.1719 | 4763.7079 | 3770.2521
7.25 | 0.72759 | -0.1489 | 31.9163146399884+26.995943497121i | 0.98878 | -0.09863 | 0.13789501152183+9.98857526739815i | 0.94356 | -0.090271 | 5.02032127866033+10.0473221781792i | 0.1671 | 0.0019397 | 498.376053990157-6.94607895881816i | 31.9163146399884+26.995943497121i | 60443.659677451+100137.133892825i | 2789.486110832+1658.21073075026i | 0.80277 | -0.14596 | 20.5822350640942+21.9250001361994i | 4947.54381644618+3715.23780929468i | 7.25 | 6187.1788 | 4947.5438 | 3715.2378
7.5 | 0.72235 | -0.14526 | 33.057069595813+26.756104918193i | 0.98805 | -0.10183 | 0.14609475393464+10.3207362843022i | 0.94307 | -0.093195 | 5.01080559043538+10.3772395338141i | 0.16716 | 0.0021424 | 498.131090503557-7.66597387382537i | 33.057069595813+26.756104918193i | 69694.6549643062+100556.518132555i | 2916.23274401031+1599.07624175129i | 0.79797 | -0.14433 | 21.3479707107738+21.9491316887282i | 5194.58550774188+3659.05954920986i | 7.5 | 6353.9307 | 5194.5855 | 3659.0595
7.75 | 0.7175 | -0.14137 | 34.1639709373426+26.4354120319844i | 0.98727 | -0.10511 | 0.154028368888983+10.663150694163i | 0.94249 | -0.095787 | 5.01673297941502+10.6729775001626i | 0.16714 | 0.0022023 | 498.19865646714-7.88216640410165i | 34.1639709373426+26.4354120319844i | 77908.0245328245+100661.128534072i | 3014.92756420804+1561.56991355944i | 0.79343 | -0.14251 | 22.0970422308202+21.9296261547857i | 5385.07195896249+3643.77527756138i | 7.75 | 6502.0072 | 5385.072 | 3643.7753
8 | 0.71287 | -0.13731 | 35.2590843156442+26.0536558730043i | 0.98647 | -0.10838 | 0.162580507636701+11.0046935388654i | 0.94172 | -0.098518 | 5.0387151050193+10.9885380978938i | 0.16725 | 0.0022398 | 497.817920678936-8.00607512607222i | 35.2590843156442+26.0536558730043i | 86422.395712881+99327.1951016159i | 3105.04996003388+1498.70811905332i | 0.7891 | -0.14064 | 22.8255619289344+21.8915194521567i | 5550.04527594396+3592.64942430163i | 8 | 6611.3639 | 5550.0453 | 3592.6494
8.25 | 0.7085 | -0.1334 | 36.3108633600482+25.6650575581747i | 0.98573 | -0.11169 | 0.161986188223564+11.3488936224808i | 0.94109 | -0.10134 | 5.04155708467352+11.3111405650712i | 0.16713 | 0.0021362 | 498.223243766614-7.64607608085421i | 36.3108633600482+25.6650575581747i | 95188.0351898662+97974.2015673367i | 3204.05831997887+1441.38301035825i | 0.78497 | -0.13852 | 23.5460826813124+21.8022279614757i | 5755.24887342747+3522.7386748883i | 8.25 | 6747.7831 | 5755.2489 | 3522.7387
8.5 | 0.70458 | -0.12911 | 37.3178541136584+25.1616888574463i | 0.98501 | -0.11488 | 0.159853724054131+11.6811549059812i | 0.94045 | -0.10399 | 5.04777095552095+11.6156513552951i | 0.16709 | 0.0023212 | 498.356717908537-8.3120391861102i | 37.3178541136584+25.1616888574463i | 103955.604516704+95336.9709694533i | 3294.82717677884+1370.38970920842i | 0.78101 | -0.13629 | 24.2553423250359+21.6827062151018i | 5951.45719026664+3465.53382315095i | 8.5 | 6886.9273 | 5951.4572 | 3465.5338
8.75 | 0.70087 | -0.12472 | 38.3010016449704+24.6102725730504i | 0.98407 | -0.11818 | 0.174327849064365+12.0298290275848i | 0.9399 | -0.10672 | 5.04050211183524+11.9264508713063i | 0.16721 | 0.0023319 | 497.945052884935-8.33901017775826i | 38.3010016449704+24.6102725730504i | 113009.149236047+92803.250748899i | 3397.31514694276+1313.0838426825i | 0.77721 | -0.13386 | 24.9587064212767+21.5210843011033i | 6170.23045844053+3427.27754289928i | 8.75 | 7058.185 | 6170.2305 | 3427.2775
9 | 0.69738 | -0.12037 | 39.2445874812788+24.033720405477i | 0.98333 | -0.12135 | 0.169560232602255+12.361672126786i | 0.93915 | -0.10935 | 5.0547556401395+12.2324488160053i | 0.16722 | 0.0023839 | 497.880163498394-8.52321398549527i | 39.2445874812788+24.033720405477i | 121270.535910301+88785.5924033799i | 3472.41803512815+1234.94121057078i | 0.7738 | -0.13132 | 25.6142348457691+21.3177478558854i | 6333.28598580265+3324.99726755705i | 9 | 7153.0496 | 6333.286 | 3324.9973
9.25 | 0.69425 | -0.11591 | 40.1347444746782+23.3975762487564i | 0.9825 | -0.12454 | 0.171251452277356+12.6973530710632i | 0.93844 | -0.11214 | 5.05949472866897+12.5544019427168i | 0.16724 | 0.0024398 | 497.824520177707-8.72138222363106i | 40.1347444746782+23.3975762487564i | 129928.126172076+83858.9846863528i | 3557.94496663695+1145.75018414235i | 0.77048 | -0.12867 | 26.267226753638+21.0858539718521i | 6538.7815449656+3218.272152303i | 9.25 | 7287.8625 | 6538.7815 | 3218.2722
9.5 | 0.69136 | -0.11128 | 40.98899431971+22.6936924539236i | 0.98146 | -0.1278 | 0.190292342462014+13.0461205461971i | 0.93783 | -0.11472 | 5.05762720716416+12.8509103990805i | 0.16731 | 0.0024528 | 497.548367506861-8.75981251772968i | 40.98899431971+22.6936924539236i | 138301.248003701+79564.1531191482i | 3647.06236620407+1087.75168175644i | 0.76739 | -0.12592 | 26.8956115293372+20.822901302895i | 6732.6433024954+3179.91723056096i | 9.5 | 7445.8283 | 6732.6433 | 3179.9172
9.75 | 0.68882 | -0.10665 | 41.7770177974401+21.9522200990986i | 0.98061 | -0.13086 | 0.193593655076759+13.3705472737956i | 0.93698 | -0.11747 | 5.07465089319009+13.173141513175i | 0.16726 | 0.0025124 | 497.723400200612-8.97800118773844i | 41.7770177974401+21.9522200990986i | 146260.956320061+72589.7246162976i | 3719.14518543872+978.111790549388i | 0.76469 | -0.12305 | 27.4717634678395+20.5116205716468i | 6908.36720093452+3025.99285343285i | 9.75 | 7542.0269 | 6908.3672 | 3025.9929
10 | 0.68662 | -0.10193 | 42.4996951733543+21.1543221925075i | 0.97981 | -0.13411 | 0.183791861830907+13.7123406377553i | 0.93641 | -0.12018 | 5.06079289762289+13.4832294510987i | 0.16732 | 0.0026082 | 497.519881627351-9.31429774665691i | 42.4996951733543+21.1543221925075i | 153850.878887099+65848.4082891991i | 3792.15081523748+889.199778918974i | 0.76208 | -0.12003 | 28.0436901680456+20.1673002544591i | 7110.72941372835+2921.4675731652i | 10 | 7687.4863 | 7110.7294 | 2921.4676
10.25 | 0.68468 | -0.097198 | 43.1676702692477+20.3241411421526i | 0.97892 | -0.13723 | 0.184871446936372+14.0442713615103i | 0.93561 | -0.12284 | 5.07101953943322+13.7952480307053i | 0.16731 | 0.0025221 | 497.56565602527-9.00813854209502i | 43.1676702692477+20.3241411421526i | 160567.914320543+58179.6053815169i | 3851.1825022829+790.890349095795i | 0.75981 | -0.11702 | 28.5624582215939+19.8001579120615i | 7271.29241572955+2793.55709860688i | 10.25 | 7789.4579 | 7271.2924 | 2793.5571
10.5 | 0.68302 | -0.09246 | 43.7731940576243+19.4624485488101i | 0.97783 | -0.14039 | 0.201304811229111+14.3864117011621i | 0.9348 | -0.12562 | 5.07693028587963+14.1203266455764i | 0.16739 | 0.0026758 | 497.255040861829-9.5472815040991i | 43.7731940576243+19.4624485488101i | 167323.672186728+49655.3183908501i | 3919.74019468231+682.976415393732i | 0.7576 | -0.11384 | 29.081720912631+19.3971796485115i | 7484.21939380695+2646.23325655315i | 10.5 | 7938.2675 | 7484.2194 | 2646.2333
10.75 | 0.68161 | -0.087648 | 44.3257596343915+18.558992085869i | 0.97692 | -0.14364 | 0.196735824832388+14.732647739377i | 0.93414 | -0.12827 | 5.06884065507791+14.4271298566857i | 0.16749 | 0.0027229 | 496.878960874081-9.70319041253567i | 44.3257596343915+18.558992085869i | 173131.573667478+41352.4698341982i | 3974.67370391968+592.444548306358i | 0.75588 | -0.11062 | 29.5225998796394+18.9560611436822i | 7637.6232218687+2512.52455255153i | 10.75 | 8040.2779 | 7637.6232 | 2512.5246
11 | 0.68057 | -0.082832 | 44.7909494590269+17.6223928021297i | 0.97601 | -0.14665 | 0.195564166175043+15.0553201096825i | 0.93329 | -0.13096 | 5.07880245640583+14.7449792707561i | 0.16753 | 0.0027906 | 496.742678529708-9.94030323976672i | 44.7909494590269+17.6223928021297i | 177889.475025936+31138.6309335831i | 4015.85285148717+467.080721578223i | 0.75421 | -0.10739 | 29.9539327685642+18.5032525192541i | 7807.44683274419+2333.56985500452i | 11 | 8148.7284 | 7807.4468 | 2333.5699
11.25 | 0.67985 | -0.077941 | 45.182891644293+16.6444668155184i | 0.97501 | -0.14983 | 0.197397789723857+15.3970185251256i | 0.93244 | -0.13357 | 5.08873423992142+15.0538764022587i | 0.16761 | 0.0027141 | 496.463959348405-9.65858932770624i | 45.182891644293+16.6444668155184i | 181597.458457833+21521.0514611666i | 4046.95448718271+366.177707375773i | 0.75293 | -0.10411 | 30.3228036077919+18.019500053152i | 7936.91202914618+2190.95830306676i | 11.25 | 8233.7641 | 7936.912 | 2190.9583
11.5 | 0.6794 | -0.073179 | 45.4998698407049+15.6717882579581i | 0.97396 | -0.15288 | 0.204376499168656+15.7292994574631i | 0.93163 | -0.13629 | 5.08931321539314+15.3737720083078i | 0.16761 | 0.0028757 | 496.443230301437-10.233110829752i | 45.4998698407049+15.6717882579581i | 185260.606658212+10784.5461601307i | 4089.73611571883+243.285832140377i | 0.75192 | -0.10079 | 30.6459474463184+17.5129067463791i | 8105.08851102533+1994.2822903403i | 11.5 | 8346.833 | 8105.0885 | 1994.2823
11.75 | 0.67925 | -0.068392 | 45.7433040711361+14.6745138430602i | 0.97299 | -0.15607 | 0.198377472258994+16.0722767485364i | 0.93095 | -0.139 | 5.07455520671255+15.6884667359653i | 0.16764 | 0.0028375 | 496.357923523823-10.0943177714442i | 45.7433040711361+14.6745138430602i | 188149.362234006+490.763712420591i | 4126.85418874188+137.427544210981i | 0.75111 | -0.097465 | 30.9308540032046+16.9896457454189i | 8267.30554792994+1832.86624161609i | 11.75 | 8468.0423 | 8267.3055 | 1832.8662
12 | 0.67936 | -0.063688 | 45.9157512778918+13.6792747790905i | 0.97194 | -0.15909 | 0.201908257065142+16.4012710656097i | 0.93009 | -0.14162 | 5.0806537823772+15.9995888847665i | 0.16772 | 0.0029127 | 496.041163779194-10.3508722017571i | 45.9157512778918+13.6792747790905i | 189553.095834889-10426.5690463197i | 4145.39760190209+18.7511654142234i | 0.7506 | -0.094052 | 31.1675834604607+16.4355995515117i | 8401.14773981581+1619.13260336233i | 12 | 8555.7509 | 8401.1477 | 1619.1326
12.25 | 0.67985 | -0.058984 | 45.9917123049198+12.6661684663343i | 0.97087 | -0.16218 | 0.204683306041297+16.7384552417912i | 0.92924 | -0.14431 | 5.08059735640784+16.3193603340929i | 0.16768 | 0.002949 | 496.180317650041-10.484801067014i | 45.9917123049198+12.6661684663343i | 190245.865393637-21619.1415537997i | 4164.07207365843-101.81586397111i | 0.75036 | -0.090693 | 31.3498243905593+15.8757244865069i | 8542.30398782376+1410.57361030743i | 12.25 | 8657.9833 | 8542.304 | 1410.5736
12.5 | 0.68045 | -0.054432 | 46.0271019526258+11.6812689496834i | 0.96982 | -0.16534 | 0.199918856239767+17.0824770602468i | 0.92834 | -0.14689 | 5.08818811557254+16.6283210841864i | 0.16756 | 0.0029591 | 496.631679564936-10.5366644139936i | 46.0271019526258+11.6812689496834i | 189885.412695402-31842.5497177681i | 4167.51333514522-203.655172770954i | 0.75038 | -0.087414 | 31.4823268526869+15.3169224616731i | 8635.03516649844+1214.53919150789i | 12.5 | 8720.0308 | 8635.0352 | 1214.5392
12.75 | 0.68155 | -0.049942 | 45.9416890395679+10.6943559681148i | 0.96866 | -0.16836 | 0.207960282458547+17.4168198012946i | 0.92729 | -0.14958 | 5.10642962737742+16.9545199653699i | 0.16757 | 0.0030164 | 496.578239214029-10.7390088443961i | 45.9416890395679+10.6943559681148i | 187895.125247996-43121.2099451242i | 4157.22998543736-331.798480775571i | 0.75056 | -0.084216 | 31.5772804299868+14.7636106657438i | 8738.85407926504+983.147309013716i | 12.75 | 8793.9837 | 8738.8541 | 983.1473
13 | 0.68271 | -0.045566 | 45.8245420254271+9.73269450088242i | 0.96751 | -0.17138 | 0.21321804164149+17.7516968259904i | 0.92648 | -0.15229 | 5.0959418692212+17.2752188287068i | 0.16765 | 0.0029971 | 496.28079685332-10.6595562950856i | 45.8245420254271+9.73269450088242i | 186462.670108458-53890.2987521237i | 4167.00100157955-448.904049332326i | 0.75112 | -0.081062 | 31.6024889292321+14.2027817565395i | 8848.9548601305+750.700114673263i | 13 | 8880.7406 | 8848.9549 | 750.7001
13.25 | 0.68426 | -0.041249 | 45.6150548853712+8.77813758391243i | 0.96638 | -0.1745 | 0.211696229001429+18.0953208704735i | 0.92566 | -0.15484 | 5.09033756074735+17.5795323256601i | 0.1675 | 0.0029684 | 496.821466019281-10.5764881624108i | 45.6150548853712+8.77813758391243i | 184051.467398171-63498.3286024508i | 4165.28649467595-543.783359230711i | 0.75182 | -0.077898 | 31.5973713661828+13.6350533395805i | 8958.64370958303+561.153902842243i | 13.25 | 8976.2014 | 8958.6437 | 561.1539
13.5 | 0.686 | -0.037014 | 45.3485491274297+7.84231966559411i | 0.96527 | -0.17754 | 0.207819034625278+18.4311835802732i | 0.92475 | -0.15743 | 5.09149845427363+17.8903912911535i | 0.16772 | 0.0030671 | 496.040043737308-10.8997777263876i | 45.3485491274297+7.84231966559411i | 179920.142396318-73262.5839481436i | 4138.7359675905-652.139917719954i | 0.75283 | -0.074943 | 31.5286880293767+13.0934132178178i | 8997.91591629519+342.383118249132i | 13.5 | 9004.4276 | 8997.9159 | 342.3831
13.75 | 0.68801 | -0.032993 | 45.014020687276+6.95406224237745i | 0.96418 | -0.18045 | 0.205484337386327+18.7534583276399i | 0.92373 | -0.16001 | 5.1027317537857+18.2062751354231i | 0.16773 | 0.0032443 | 495.964407038278-11.5270513470459i | 45.014020687276+6.95406224237745i | 174662.946068783-83136.1852319919i | 4102.10614946207-775.160556896509i | 0.75423 | -0.071949 | 31.3905174248315+12.5338927573784i | 9017.21269664834+46.0815962873914i | 13.75 | 9017.3304 | 9017.2127 | 46.0816
14 | 0.69037 | -0.029059 | 44.5931053886718+6.08624625064565i | 0.96284 | -0.18347 | 0.22021112688789+19.0970769096797i | 0.92284 | -0.16271 | 5.09457671841538+18.5297286740893i | 0.16766 | 0.0032237 | 496.212271965226-11.4636362662388i | 44.5931053886718+6.08624625064565i | 170194.660883206-92457.0257785934i | 4094.48471056088-883.070154096968i | 0.75553 | -0.069205 | 31.2554803901408+12.022603848374i | 9131.32292002993-162.386002166078i | 14 | 9132.7667 | 9131.3229 | -162.386
14.25 | 0.69286 | -0.025278 | 44.1374663201457+5.25866456848408i | 0.96171 | -0.18652 | 0.212374895260716+19.4354009325148i | 0.92194 | -0.16528 | 5.0890376662042+18.8400226090887i | 0.16772 | 0.0033333 | 495.992633287454-11.8448847855351i | 44.1374663201457+5.25866456848408i | 164356.120099533-100610.511174488i | 4058.25789971891-980.707323207156i | 0.7574 | -0.06642 | 31.0227405879415+11.4900607385748i | 9139.47409746703-420.024566155221i | 14.25 | 9149.1206 | 9139.4741 | -420.0246
14.5 | 0.69564 | -0.021675 | 43.6122715593881+4.4747085743967i | 0.96038 | -0.18947 | 0.224783664840391+19.7734952093258i | 0.92092 | -0.1679 | 5.09366237491625+19.161002174427i | 0.16781 | 0.0033993 | 495.68424552549-12.0669455674879i | 43.6122715593881+4.4747085743967i | 157888.108949285-108587.92759646i | 4021.50883897148-1084.73028060396i | 0.75917 | -0.063979 | 30.794362373342+11.0226588667709i | 9179.07554006449-643.410942018792i | 14.5 | 9201.598 | 9179.0755 | -643.4109
14.75 | 0.69845 | -0.018313 | 43.0753969838663+3.75134508056131i | 0.95923 | -0.19251 | 0.21414831982214+20.1118397529461i | 0.91997 | -0.17046 | 5.091557267131+19.4726144134989i | 0.1679 | 0.0034208 | 495.340059294126-12.1293929512928i | 43.0753969838663+3.75134508056131i | 151089.047349454-115152.391130477i | 3971.87584593908-1170.5337356563i | 0.76137 | -0.061514 | 30.4907593080029+10.5428265573632i | 9150.33117975915-898.112645051025i | 14.75 | 9194.3008 | 9150.3312 | -898.1126
15 | 0.70152 | -0.015039 | 42.4822596113486+3.05449324001944i | 0.95793 | -0.19534 | 0.224358178315355+20.43719607007i | 0.91891 | -0.1731 | 5.09519296495314+19.7967767275115i | 0.16782 | 0.0034322 | 495.610677819335-12.180746154223i | 42.4822596113486+3.05449324001944i | 143845.654615296-122424.789518196i | 3930.61644386198-1280.23517735178i | 0.76354 | -0.059259 | 30.1846534459606+10.1036789352391i | 9168.74797507998-1166.17080078044i | 15 | 9242.6129 | 9168.748 | -1166.1708
15.25 | 0.70484 | -0.012059 | 41.8341743578324+2.42670144386863i | 0.95663 | -0.19835 | 0.225287702980617+20.7807878205398i | 0.91803 | -0.17563 | 5.08282327361632+20.103428682846i | 0.16786 | 0.0035403 | 495.468944123897-12.5590144070144i | 41.8341743578324+2.42670144386863i | 137063.016708686-127826.897246172i | 3891.93243677217-1355.33626740073i | 0.766 | -0.057249 | 29.822955931251+9.70263857637239i | 9172.17287106904-1373.22025117709i | 15.25 | 9274.3997 | 9172.1729 | -1373.2203
15.5 | 0.70827 | -0.0092335 | 41.165265138561+1.84033920324183i | 0.95533 | -0.20119 | 0.23052020202418+21.1085090067687i | 0.91689 | -0.1782 | 5.09471916958881+20.425388062555i | 0.168 | 0.0035403 | 494.957371340697-12.5373178661924i | 41.165265138561+1.84033920324183i | 128724.398703013-132938.787349254i | 3825.65218274369-1446.82644474115i | 0.76871 | -0.055322 | 29.4180163380354+9.31390655609367i | 9100.10406614536-1646.43207507588i | 15.5 | 9247.8448 | 9100.1041 | -1646.4321
15.75 | 0.71206 | -0.0065402 | 40.425018525611+1.28979206349264i | 0.95412 | -0.20423 | 0.216729299715169+21.4517732792898i | 0.916 | -0.18077 | 5.07829735255312+20.7374004414774i | 0.16799 | 0.0035992 | 495.011157810388-12.7485202537063i | 40.425018525611+1.28979206349264i | 121013.797360697-137100.209285445i | 3771.21605391999-1518.71724018212i | 0.77161 | -0.053636 | 28.9766915603067+8.96548966502346i | 9060.3374973543-1853.74797547993i | 15.75 | 9248.0321 | 9060.3375 | -1853.748
16 | 0.71571 | -0.0040859 | 39.7173260382274+0.797636213125289i | 0.95272 | -0.20708 | 0.227127260348468+21.7852192724567i | 0.91477 | -0.18333 | 5.09565211440825+21.0627332045624i | 0.16794 | 0.0035703 | 495.192721090496-12.6537324171335i | 39.7173260382274+0.797636213125289i | 112762.39843822-141019.73085059i | 3706.4208498243-1601.17997297813i | 0.77443 | -0.052125 | 28.5443236273342+8.65202357013987i | 8986.18274887458-2097.65621245754i | 16 | 9227.7647 | 8986.1827 | -2097.6562
16.25 | 0.71971 | -0.0019905 | 38.9429837935722+0.38427567273289i | 0.95139 | -0.20996 | 0.227766195245939+22.1187498995848i | 0.91376 | -0.18587 | 5.08974130813181+21.3761554800462i | 0.16808 | 0.0037288 | 494.661363498605-13.1922191136307i | 38.9429837935722+0.38427567273289i | 104698.805560303-143871.473826912i | 3642.55576451139-1671.24049552198i | 0.77754 | -0.050755 | 28.0644007633733+8.35950838332228i | 8923.58577439734-2341.55884228965i | 16.25 | 9225.6859 | 8923.5858 | -2341.5588
16.5 | 0.72377 | 0.00010664 | 38.1654393519919-0.0203570535014852i | 0.95009 | -0.21279 | 0.225315424397357+22.4474693371998i | 0.91277 | -0.18833 | 5.08324469848198+21.6811764752559i | 0.16814 | 0.0037558 | 494.451262216221-13.278526245481i | 38.1654393519919-0.0203570535014852i | 96913.7457895716-146267.412961626i | 3581.43657824614-1734.32005171777i | 0.78082 | -0.049703 | 27.5543931769257+8.11949224415698i | 8825.23365580235-2532.83572384776i | 16.5 | 9181.5035 | 8825.2337 | -2532.8357
16.75 | 0.72803 | 0.0018368 | 37.3551699838539-0.346537252369775i | 0.9487 | -0.21569 | 0.226847049244191+22.7864175914176i | 0.91161 | -0.191 | 5.08281838374474+22.0162370026805i | 0.16811 | 0.0038 | 494.553042394433-13.4394848713741i | 37.3551699838539-0.346537252369775i | 88524.621933001-148436.950208521i | 3511.91189198683-1809.83264754982i | 0.78399 | -0.048766 | 27.0611234038855+7.90349049506139i | 8761.15142690165-2773.77176060669i | 16.75 | 9189.7543 | 8761.1514 | -2773.7718
17 | 0.73232 | 0.0034974 | 36.5484487573504-0.652117934907516i | 0.94734 | -0.21843 | 0.2296846396571+23.1102223774642i | 0.9106 | -0.19331 | 5.08173098614746+22.3071864416435i | 0.16825 | 0.0038149 | 494.062181366968-13.470234944426i | 36.5484487573504-0.652117934907516i | 81131.8522631177-149275.286362253i | 3447.32907631565-1854.65230765636i | 0.78736 | -0.048058 | 26.5358558402362+7.72342343802763i | 8657.01860670013-2928.80607792298i | 17 | 9139.0304 | 8657.0186 | -2928.8061
17.25 | 0.73663 | 0.0046873 | 35.7481469168827-0.863793282212152i | 0.94586 | -0.22137 | 0.233811608152221+23.4588687062944i | 0.90931 | -0.19585 | 5.09746274424986+22.6363077985728i | 0.16812 | 0.0039253 | 494.499526888826-13.8805868716338i | 35.7481469168827-0.863793282212152i | 73371.5297941521-149718.826136089i | 3371.70744386761-1906.55196179668i | 0.79074 | -0.047615 | 26.0072186227945+7.58759936367312i | 8533.88391579566-3134.03527914571i | 17.25 | 9091.1689 | 8533.8839 | -3134.0353
17.5 | 0.74103 | 0.0058958 | 34.9380709114661-1.07358716792497i | 0.94463 | -0.2242 | 0.216460647060327+23.7861606178395i | 0.9085 | -0.19841 | 5.06120981954138+22.9446109082607i | 0.16808 | 0.0039224 | 494.615006809652-13.8757923029496i | 34.9380709114661-1.07358716792497i | 66604.5257678974-150659.761470321i | 3321.99445889506-1960.61808649092i | 0.79433 | -0.047213 | 25.4494292977249+7.45648455561103i | 8454.21518917706-3330.74505954254i | 17.5 | 9086.6725 | 8454.2152 | -3330.7451
17.75 | 0.74554 | 0.0067109 | 34.1192293394725-1.20724819326759i | 0.94302 | -0.22695 | 0.236324946789788+24.1232546573605i | 0.90721 | -0.20088 | 5.07596554675284+23.2660393843466i | 0.16818 | 0.0039733 | 494.271860520087-14.0397328055489i | 34.1192293394725-1.20724819326759i | 59286.4636340757-150379.052045294i | 3250.83614416916-2007.90749931062i | 0.79787 | -0.047228 | 24.8958494583621+7.39292827494646i | 8319.7123045374-3507.45608845398i | 17.75 | 9028.835 | 8319.7123 | -3507.4561
18 | 0.75008 | 0.0073607 | 33.3054339269999-1.30814088251337i | 0.94168 | -0.22986 | 0.221632342020115+24.463074833769i | 0.90615 | -0.20347 | 5.05933102385664+23.5907438308936i | 0.16821 | 0.0039807 | 494.1456551078-14.0599704404442i | 33.3054339269999-1.30814088251337i | 52428.4551263839-149893.785538462i | 3182.74772177887-2051.47244809999i | 0.8014 | -0.04734 | 24.3479832473947+7.34544643852659i | 8206.74822695817-3679.37549508933i | 18 | 8993.8046 | 8206.7482 | -3679.3755
18.25 | 0.75471 | 0.0077728 | 32.4876864224962-1.36450926698898i | 0.94024 | -0.23259 | 0.223364150732806+24.7925574261413i | 0.90496 | -0.20578 | 5.06892588555104+23.891715316481i | 0.16812 | 0.0040476 | 494.475816922086-14.3125007770699i | 32.4876864224962-1.36450926698898i | 45936.4069014051-148464.943529358i | 3110.12110488924-2080.10872814129i | 0.80513 | -0.047711 | 23.7681762536495+7.33423358745398i | 8043.6284694928-3819.4593809421i | 18.25 | 8904.3938 | 8043.6285 | -3819.4594
18.5 | 0.75931 | 0.0079494 | 31.6841684957606-1.37863551728885i | 0.9387 | -0.23534 | 0.230310283707932+25.1284440684012i | 0.90377 | -0.20834 | 5.06416946088479+24.2191524409474i | 0.1681 | 0.0041052 | 494.516819299769-14.5183444893261i | 31.6841684957606-1.37863551728885i | 39472.2419065237-147607.40955295i | 3046.26810016942-2125.64506813954i | 0.80864 | -0.048289 | 23.2253734875376+7.35861582522943i | 7931.90583200904-3984.95869698038i | 18.5 | 8876.6562 | 7931.9058 | -3984.9587
18.75 | 0.764 | 0.0080344 | 30.8747894890454-1.37630147699366i | 0.93734 | -0.23815 | 0.215530045493959+25.4618634531122i | 0.90259 | -0.21074 | 5.06519607398133+24.5309370366415i | 0.16816 | 0.0040117 | 494.336840397354-14.1788602039726i | 30.8747894890454-1.37630147699366i | 33357.867196458-145448.34384885i | 2967.15144278181-2146.67429185778i | 0.81235 | -0.049014 | 22.652407004192+7.40039304608257i | 7755.04786872023-4097.60782112326i | 18.75 | 8771.0408 | 7755.0479 | -4097.6078
19 | 0.76858 | 0.0077373 | 30.0961681228499-1.309677666599i | 0.9357 | -0.24084 | 0.231676811285352+25.7986778588876i | 0.9014 | -0.21321 | 5.06060453774046+24.8503412094709i | 0.16821 | 0.0041252 | 494.134347841267-14.5704561969456i | 30.0961681228499-1.309677666599i | 27824.6994061413-144043.351789814i | 2911.17050107169-2180.72714422008i | 0.81597 | -0.049963 | 22.0959589326523+7.47616960540765i | 7628.52285428457-4249.50667252838i | 19 | 8732.2774 | 7628.5229 | -4249.5067
19.25 | 0.77333 | 0.0072333 | 29.3002025965536-1.20941297562059i | 0.93434 | -0.24362 | 0.214694339433106+26.1296320343531i | 0.90032 | -0.21558 | 5.04871611446769+25.1543339030707i | 0.16823 | 0.0041828 | 494.066183271444-14.7709547499325i | 29.3002025965536-1.20941297562059i | 22611.7811950407-141526.642389612i | 2841.03571919104-2195.43830636249i | 0.81957 | -0.051212 | 21.5410400093171+7.59468252479302i | 7480.60679220053-4332.83268018897i | 19.25 | 8644.8202 | 7480.6068 | -4332.8327
19.5 | 0.77791 | 0.0066015 | 28.5411192167271-1.09083147872314i | 0.93274 | -0.24625 | 0.225447600498825+26.4604488294865i | 0.89909 | -0.21809 | 5.04341711138155+25.4798853517645i | 0.16823 | 0.0042884 | 494.051006007312-15.1433948123125i | 28.5411192167271-1.09083147872314i | 17217.2888852084-139822.346779056i | 2780.40998025851-2232.63261765539i | 0.8232 | -0.052438 | 20.9866089123746+7.70688623970575i | 7334.71637332909-4496.10536615073i | 19.5 | 8603.0825 | 7334.7164 | -4496.1054
19.75 | 0.78255 | 0.0057281 | 27.781150291366-0.935331805747336i | 0.93129 | -0.24904 | 0.211418095454754+26.7978713598595i | 0.89793 | -0.2204 | 5.03862607839925+25.7817587850506i | 0.16828 | 0.0042836 | 493.847538428764-15.1160852429648i | 27.781150291366-0.935331805747336i | 12861.0283950249-136818.236293936i | 2713.13557058631-2233.40204618175i | 0.82673 | -0.054021 | 20.4448946890069+7.87031527084136i | 7176.66523944237-4545.55215043461i | 19.75 | 8495.0908 | 7176.6652 | -4545.5522
20 | 0.78717 | 0.0047128 | 27.0330897066093-0.760550602161387i | 0.92968 | -0.25162 | 0.22251559280617+27.1258434322121i | 0.8967 | -0.22278 | 5.03606473876819+26.0957366219948i | 0.16832 | 0.0043086 | 493.726102611424-15.1982759570817i | 27.0330897066093-0.760550602161387i | 8247.64149481891-134504.509957331i | 2654.24766239861-2256.09170180834i | 0.83029 | -0.055647 | 19.9016441436702+8.03599666449512i | 7030.90727545424-4658.15679471879i | 20 | 8433.9837 | 7030.9073 | -4658.1568
20.25 | 0.79166 | 0.0033549 | 26.3147532530349-0.535291511970181i | 0.92808 | -0.25442 | 0.218373691569842+27.4733519804493i | 0.89544 | -0.22518 | 5.03448712589093+26.4138078531106i | 0.1683 | 0.0043996 | 493.755633549471-15.5213362018774i | 26.3147532530349-0.535291511970181i | 4317.72491068429-131614.105156782i | 2592.28674359369-2261.14391792775i | 0.83355 | -0.057543 | 19.4000385112854+8.24267141245068i | 6899.17127262813-4723.73404096684i | 20.25 | 8361.3532 | 6899.1713 | -4723.734
20.5 | 0.79611 | 0.0018539 | 25.6101492400007-0.292506358764718i | 0.92659 | -0.25699 | 0.214000487059535+27.7947350707671i | 0.89405 | -0.22758 | 5.04436972632336+26.7390293258706i | 0.16846 | 0.0044516 | 493.202327513532-15.675573796334i | 25.6101492400007-0.292506358764718i | -242.665141937672-128357.714798097i | 2510.04814516322-2278.1952928374i | 0.83705 | -0.059579 | 18.8642897222504+8.46033566834376i | 6676.557242305-4829.69198973006i | 20.5 | 8240.2877 | 6676.5572 | -4829.692
20.75 | 0.80056 | 0.00029102 | 24.9132636968851-0.0454092659972473i | 0.9249 | -0.25963 | 0.222023617903216+28.1332844021104i | 0.89292 | -0.23003 | 5.02249507411715+27.0557135147509i | 0.16839 | 0.0044897 | 493.451721544467-15.8234286965682i | 24.9132636968851-0.0454092659972473i | -3710.53311292556-126333.781831144i | 2470.83627356146-2296.71912763424i | 0.8403 | -0.061666 | 18.3682098493834+8.68657814556908i | 6588.71217910272-4918.79351570814i | 20.75 | 8222.266 | 6588.7122 | -4918.7935
21 | 0.80493 | -0.0015369 | 24.2343896845484+0.237201269396199i | 0.92349 | -0.26224 | 0.204672131218236+28.4541694971805i | 0.89163 | -0.23234 | 5.02327656994725+27.3665654041753i | 0.16857 | 0.0044538 | 492.799596849872-15.6620428120961i | 24.2343896845484+0.237201269396199i | -7250.07519303635-122758.349022908i | 2394.86910985087-2296.42330660257i | 0.84356 | -0.064144 | 17.8632513986557+8.96225676017423i | 6385.97195470367-4946.39915436077i | 21 | 8077.5926 | 6385.972 | -4946.3992
21.25 | 0.80917 | -0.0035801 | 23.5817315086478+0.546786509711499i | 0.92176 | -0.26487 | 0.212872725355085+28.7963437002511i | 0.89032 | -0.23471 | 5.02040186648019+27.685837362984i | 0.16851 | 0.0045666 | 493.013218971928-16.0708541732578i | 23.5817315086478+0.546786509711499i | -10277.1029142084-120071.463286147i | 2344.84433044971-2303.52067122257i | 0.84669 | -0.066465 | 17.3841213639455+9.21467190732964i | 6260.49085232525-5035.01838687544i | 21.25 | 8034 | 6260.4909 | -5035.0184
21.5 | 0.81356 | -0.0057056 | 22.9103352827129+0.86198713099021i | 0.92026 | -0.26739 | 0.20499230207562+29.1153026551332i | 0.88916 | -0.23707 | 5.00204483773051+27.9956843134677i | 0.16854 | 0.0045501 | 492.913878504581-16.0072912873345i | 22.9103352827129+0.86198713099021i | -13377.9741228752-117215.481053911i | 2289.55296762863-2313.46510356865i | 0.84975 | -0.069159 | 16.907136915075+9.51470762680365i | 6131.14236266009-5074.85613192856i | 21.5 | 7958.9617 | 6131.1424 | -5074.8561
21.75 | 0.81772 | -0.0080458 | 22.2789419940272+1.20312928690456i | 0.91851 | -0.27002 | 0.210974039840939+29.459962443679i | 0.8878 | -0.23935 | 5.00598721489549+28.3099575708207i | 0.16846 | 0.0045255 | 493.198696863178-15.9361872587812i | 22.2789419940272+1.20312928690456i | -15788.6545816699-114238.04783286i | 2240.14606312654-2308.26029773283i | 0.8529 | -0.071861 | 16.4203684245074+9.80898863964748i | 5977.11891599072-5120.41165490497i | 21.75 | 7870.487 | 5977.1189 | -5120.4117
22 | 0.82176 | -0.01046 | 21.6705817496464+1.54877619008548i | 0.91699 | -0.27257 | 0.199941090834084+29.7834701244162i | 0.88647 | -0.24162 | 5.0056837380593+28.6213622674763i | 0.16839 | 0.0046849 | 493.394393585645-16.5092528327765i | 21.6705817496464+1.54877619008548i | -18499.2726079756-111061.941576527i | 2176.63201439969-2310.38298439995i | 0.85566 | -0.074729 | 15.9845599334448+10.1295141784025i | 5824.56547022611-5147.51354482932i | 22 | 7773.1884 | 5824.5655 | -5147.5135
22.25 | 0.82563 | -0.013068 | 21.0894867654236+1.91666429085082i | 0.91524 | -0.27503 | 0.211497763905009+30.1131637117462i | 0.88512 | -0.2438 | 5.01193356247318+28.9245129365144i | 0.16842 | 0.0046796 | 493.28790875335-16.4844175389074i | 21.0894867654236+1.91666429085082i | -20478.3367922523-108134.795236614i | 2129.6660270761-2303.17528828877i | 0.85852 | -0.077712 | 15.5334197689866+10.4579025400661i | 5670.42560826651-5168.36064532446i | 22.25 | 7672.3972 | 5670.4256 | -5168.3606
22.5 | 0.82964 | -0.015963 | 20.4899431873711+2.31837667106345i | 0.91363 | -0.27762 | 0.202107083897321+30.447562591751i | 0.88393 | -0.24632 | 4.97896004731545+29.2532165147059i | 0.16855 | 0.0047577 | 492.835929027981-16.734605211858i | 20.4899431873711+2.31837667106345i | -22759.0734918797-105531.649227932i | 2084.04411117508-2312.1827640229i | 0.86106 | -0.0809 | 15.1190956512808+10.8158907960297i | 5580.40346776863-5210.44702472096i | 22.5 | 7634.7666 | 5580.4035 | -5210.447
22.75 | 0.83341 | -0.018729 | 19.928872351707+2.69520043351293i | 0.91197 | -0.28 | 0.206671365838181+30.7659364283629i | 0.88241 | -0.24846 | 5.00145398598628+29.5656289553547i | 0.16864 | 0.0048456 | 492.48994255144-17.0243448206132i | 19.928872351707+2.69520043351293i | -25043.0641519591-102108.357210276i | 2015.70994799195-2308.35774620799i | 0.86372 | -0.083969 | 14.6944725986395+11.1504324715578i | 5389.13646698406-5237.61971614036i | 22.75 | 7515.0151 | 5389.1365 | -5237.6197
23 | 0.8372 | -0.021813 | 19.3652958444919+3.11006445405361i | 0.9103 | -0.2827 | 0.19059985503527+31.1149346101513i | 0.8812 | -0.25088 | 4.97295915144167+29.8862143301137i | 0.16865 | 0.0049043 | 492.439854781763-17.228052088094i | 19.3652958444919+3.11006445405361i | -26538.9037341144-99481.4264872205i | 1976.73978089605-2301.11004706907i | 0.86623 | -0.087211 | 14.2844516758278+11.506020648531i | 5295.8493734826-5260.8393556673i | 23 | 7464.7472 | 5295.8494 | -5260.8394
23.25 | 0.84069 | -0.024873 | 18.8459348898252+3.51621505825673i | 0.90867 | -0.28503 | 0.192690277010473+31.4283759405088i | 0.87987 | -0.25306 | 4.97017960133899+30.1911580948341i | 0.16858 | 0.0048969 | 492.678925659804-17.2157320670505i | 18.8459348898252+3.51621505825673i | -28209.1677728982-96807.910927463i | 1930.66831846072-2300.87510796032i | 0.86855 | -0.090655 | 13.893401127717+11.8876616445881i | 5158.6938502335-5262.86822029014i | 23.25 | 7369.5254 | 5158.6939 | -5262.8682
23.5 | 0.84413 | -0.028211 | 18.3324047978901+3.95474281181653i | 0.90684 | -0.28753 | 0.200019027147454+31.7697909230578i | 0.87847 | -0.25537 | 4.96442945281915+30.5128397346919i | 0.16857 | 0.0048618 | 492.717620488085-17.0942316585022i | 18.3324047978901+3.95474281181653i | -29521.2521914242-94262.2567455278i | 1892.69259361918-2295.1707359641i | 0.8709 | -0.094072 | 13.4999310950629+12.2599348780374i | 5041.26479469472-5293.98775963899i | 23.5 | 7310.3117 | 5041.2648 | -5293.9878
23.75 | 0.84754 | -0.031513 | 17.8256926836703+4.38090993693426i | 0.90534 | -0.29 | 0.177193673532932+32.0891189567059i | 0.87721 | -0.25757 | 4.94927138753144+30.815419857072i | 0.16852 | 0.0049177 | 492.879092542204-17.3007069151175i | 17.8256926836703+4.38090993693426i | -30765.0465889677-91414.7528452736i | 1843.91743726694-2284.78937812886i | 0.87305 | -0.097691 | 13.1240754717972+12.6580439351731i | 4909.91921468366-5268.42907299932i | 23.75 | 7201.6423 | 4909.9192 | -5268.4291
24 | 0.85072 | -0.035057 | 17.3486193240405+4.83578736722432i | 0.90346 | -0.29244 | 0.187882646466246+32.4299109747278i | 0.87557 | -0.25975 | 4.97245838115486+31.1414881029467i | 0.16869 | 0.0050167 | 492.263651965831-17.6130151733226i | 17.3486193240405+4.83578736722432i | -31972.2826049986-88300.9120595117i | 1787.92585088557-2270.57065563179i | 0.87501 | -0.10125 | 12.7745434855925+13.0491814255911i | 4763.25498031965-5270.51164459263i | 24 | 7104.0053 | 4763.255 | -5270.5116
24.25 | 0.85397 | -0.038538 | 16.8627158289204+5.27381090813564i | 0.9017 | -0.29488 | 0.187323285677696+32.7640035316774i | 0.8744 | -0.262 | 4.9425144129378+31.4438874144008i | 0.16854 | 0.0049747 | 492.829111880989-17.4987944140718i | 16.8627158289204+5.27381090813564i | -32791.9256923861-86377.5508656281i | 1767.99544098844-2265.3149266114i | 0.87704 | -0.10496 | 12.4100527309632+13.4530214037716i | 4694.78108837263-5262.12213933355i | 24.25 | 7052.0138 | 4694.7811 | -5262.1221
24.5 | 0.85691 | -0.042187 | 16.4161547335032+5.73140968566468i | 0.89985 | -0.29726 | 0.195711224096057+33.0985382156207i | 0.8729 | -0.26422 | 4.94534593165065+31.7661344138633i | 0.16848 | 0.0049552 | 493.016773100029-17.440999387488i | 16.4161547335032+5.73140968566468i | -33792.7965026979-83966.8527974624i | 1728.94212163975-2259.53572184613i | 0.87898 | -0.10872 | 12.0544549070663+13.859373479289i | 4559.65458058943-5272.70349597196i | 24.5 | 6970.7856 | 4559.6546 | -5272.7035
24.75 | 0.85992 | -0.046 | 15.9576897947229+6.20287903844981i | 0.89819 | -0.29973 | 0.179349850368329+33.4307268663657i | 0.87158 | -0.26651 | 4.92399396576072+32.0837426478607i | 0.1685 | 0.0050335 | 492.938226891876-17.7125233512705i | 15.9576897947229+6.20287903844981i | -34635.9050905829-81490.0242900715i | 1688.66113699871-2250.64334677749i | 0.88046 | -0.11245 | 11.7544351060815+14.2728280579092i | 4495.99866109863-5262.61420149005i | 24.75 | 6921.6409 | 4495.9987 | -5262.6142
25 | 0.86266 | -0.049743 | 15.5364848227728+6.66206119979574i | 0.8965 | -0.30204 | 0.174519493310249+33.7501044188979i | 0.87014 | -0.26859 | 4.92650104117793+32.3887292621732i | 0.16852 | 0.0050199 | 492.873111853097-17.6605554489763i | 15.5364848227728+6.66206119979574i | -35300.0870936179-78929.345881904i | 1645.53691331709-2236.36560287332i | 0.88229 | -0.11633 | 11.4044979231743+14.6885805800119i | 4338.24744584872-5241.97000342492i | 25 | 6804.3104 | 4338.2474 | -5241.97
25.25 | 0.86534 | -0.053698 | 15.1183693023064+7.14361557118773i | 0.89465 | -0.30457 | 0.16667053805591+34.1007730107794i | 0.86859 | -0.27081 | 4.92956111468905+32.7147959680856i | 0.16851 | 0.0051389 | 492.889127191156-18.0808075303862i | 15.1183693023064+7.14361557118773i | -35838.2258559823-76379.4490052721i | 1602.88754100967-2218.48752622172i | 0.88369 | -0.12019 | 11.1064030862738+15.1110585993624i | 4237.65524251685-5220.57240520052i | 25.25 | 6723.9942 | 4237.6552 | -5220.5724
25.5 | 0.868 | -0.057672 | 14.7004367306897+7.6209965644737i | 0.89291 | -0.30676 | 0.170516806251025+34.4134776397265i | 0.86732 | -0.273 | 4.90464384872063+33.0202218269393i | 0.16841 | 0.005086 | 493.236221222719-17.9156001935485i | 14.7004367306897+7.6209965644737i | -36532.7940172195-74509.5316783096i | 1577.55292264361-2219.07450425378i | 0.88512 | -0.12422 | 10.7970568646945+15.5494173896422i | 4160.77200500659-5213.88816307477i | 25.5 | 6670.5812 | 4160.772 | -5213.8882
25.75 | 0.87041 | -0.061691 | 14.3147777841619+8.10219240836836i | 0.89104 | -0.30916 | 0.169300966431061+34.7555609552926i | 0.86577 | -0.27521 | 4.9036648903438+33.3471564813239i | 0.16845 | 0.0051702 | 493.077294493779-18.2028191034087i | 14.3147777841619+8.10219240836836i | -37053.0622283361-72263.6255473976i | 1539.74859296177-2207.35852399414i | 0.8865 | -0.12802 | 10.4988914960248+15.9569106594855i | 4049.46768482208-5225.2283769887i | 25.75 | 6610.6883 | 4049.4677 | -5225.2284
26 | 0.87275 | -0.065802 | 13.9325957030986+8.59013711910818i | 0.88935 | -0.31149 | 0.155595487546569+35.0784422911994i | 0.8644 | -0.27733 | 4.88999206516382+33.6528387838458i | 0.16844 | 0.005184 | 493.118747881436-18.2539607898024i | 13.9325957030986+8.59013711910818i | -37325.4423635071-70072.0631063371i | 1505.27631274207-2192.04792724139i | 0.88762 | -0.13204 | 10.2215580959568+16.3963248585451i | 3962.37845196442-5188.7782508332i | 26 | 6528.6953 | 3962.3785 | -5188.7783
26.25 | 0.87504 | -0.069908 | 13.5557827654379+9.07216582284147i | 0.88755 | -0.31379 | 0.151018692897155+35.4085908895958i | 0.863 | -0.27948 | 4.87631332951695+33.9639722019799i | 0.1684 | 0.0051382 | 493.275962796993-18.1020074539519i | 13.5557827654379+9.07216582284147i | -37614.7367925579-68128.0161401416i | 1477.20042095945-2180.10833960363i | 0.88879 | -0.13618 | 9.93243114389782+16.843340717205i | 3870.24499425793-5153.45609351938i | 26.25 | 6444.9132 | 3870.245 | -5153.4561
26.5 | 0.87718 | -0.074084 | 13.1944031344197+9.56005409487812i | 0.88572 | -0.31612 | 0.145965214252742+35.7426536202681i | 0.86152 | -0.28164 | 4.86694359750197+34.2818530771657i | 0.1684 | 0.0052351 | 493.241138153562-18.441823154368i | 13.1944031344197+9.56005409487812i | -37928.4239060548-66114.7848053079i | 1444.45469953087-2168.47457512075i | 0.88977 | -0.14022 | 9.66518428489401+17.2827310860737i | 3780.93905193257-5130.80546652534i | 26.5 | 6373.4343 | 3780.9391 | -5130.8055
26.75 | 0.87921 | -0.078234 | 12.8450429560857+10.0411931511444i | 0.88376 | -0.31829 | 0.160865929196463+36.0728646359296i | 0.85994 | -0.28362 | 4.87900539568943+34.5907444538566i | 0.16849 | 0.0053185 | 492.93058293957-18.7168220808553i | 12.8450429560857+10.0411931511444i | -38148.914695897-64047.2638881962i | 1411.23263479681-2153.11718629141i | 0.89084 | -0.14404 | 9.39369546862321+17.6883562310533i | 3676.28148149248-5131.63575757357i | 26.75 | 6312.5851 | 3676.2815 | -5131.6358
27 | 0.88107 | -0.082556 | 12.510029098731+10.5420469255923i | 0.88199 | -0.32058 | 0.148871846515371+36.4019566424145i | 0.85846 | -0.28582 | 4.86338249591788+34.9134396507594i | 0.16857 | 0.005415 | 492.618021769107-19.0367425598835i | 12.510029098731+10.5420469255923i | -38386.2936963172-62096.9581880084i | 1377.08713839069-2142.64802045786i | 0.89146 | -0.14813 | 9.16099290836725+18.1391871585419i | 3601.72254840559-5104.88273901506i | 27 | 6247.5782 | 3601.7225 | -5104.8827
27.25 | 0.88288 | -0.086816 | 12.1811168890891+11.0311137499381i | 0.88019 | -0.32281 | 0.142726294233928+36.7270241647742i | 0.85705 | -0.28784 | 4.85183516235859+35.2146438130537i | 0.16851 | 0.0053716 | 492.831712536226-18.897723379938i | 12.1811168890891+11.0311137499381i | -38341.7502146249-60352.409851951i | 1352.74907249139-2125.88972502661i | 0.89234 | -0.15233 | 8.8912705862685+18.5891726969032i | 3504.07958174328-5061.13678367824i | 27.25 | 6155.7842 | 3504.0796 | -5061.1368
27.5 | 0.88452 | -0.091134 | 11.8680523813014+11.526013785579i | 0.87835 | -0.3251 | 0.132478731339166+37.0615348824283i | 0.8555 | -0.28999 | 4.84441837811244+35.5394644134241i | 0.1685 | 0.0054606 | 492.841980807221-19.2121283576561i | 11.8680523813014+11.526013785579i | -38496.8113659886-58506.3761226878i | 1319.60802271235-2114.04217289582i | 0.89282 | -0.15616 | 8.67974041809012+19.0081530985021i | 3442.65601989969-5060.4292636762i | 27.5 | 6120.4432 | 3442.656 | -5060.4293
27.75 | 0.88615 | -0.095395 | 11.5547659031804+12.0089920284429i | 0.87655 | -0.32721 | 0.130445116742474+37.3774577227615i | 0.85421 | -0.29198 | 4.82046308914308+35.8294298617556i | 0.16862 | 0.0054519 | 492.413727795459-19.153512551824i | 11.5547659031804+12.0089920284429i | -38357.8237412136-57015.4406056965i | 1302.43615123388-2098.56097638123i | 0.89344 | -0.16034 | 8.4348990230308+19.4598412648053i | 3374.16334287084-5007.76877676853i | 27.75 | 6038.4374 | 3374.1633 | -5007.7688
28 | 0.8876 | -0.099824 | 11.2561782864477+12.5124170151666i | 0.87464 | -0.32946 | 0.126105655722072+37.7162877968382i | 0.85255 | -0.29404 | 4.82588583317152+36.1537256013872i | 0.16877 | 0.0055024 | 491.890661844042-19.2973783063727i | 11.2561782864477+12.5124170151666i | -38304.2731304761-55084.7727252135i | 1267.29402230847-2079.41661410858i | 0.89385 | -0.16438 | 8.21536962224839+19.9014919709975i | 3283.56813709423-4977.29542712165i | 28 | 5962.8256 | 3283.5681 | -4977.2954
28.25 | 0.88899 | -0.10417 | 10.9634650828352+13.0027689781692i | 0.87278 | -0.33156 | 0.126205953050396+38.0373224369808i | 0.85103 | -0.29617 | 4.81026655813952+36.4758158023275i | 0.16864 | 0.0056391 | 492.323079477793-19.8068256592324i | 10.9634650828352+13.0027689781692i | -38614.6626409514-53597.9823654167i | 1240.73555902415-2079.55917772962i | 0.89411 | -0.16847 | 8.00855423987588+20.3515865029198i | 3218.84354624963-4968.1489902477i | 28.25 | 5919.7515 | 3218.8435 | -4968.149
28.5 | 0.89024 | -0.10852 | 10.6844787222573+13.4925544040877i | 0.8709 | -0.33371 | 0.122887975108708+38.3645276149871i | 0.84949 | -0.29804 | 4.81600895401876+36.7742651903528i | 0.16873 | 0.0056692 | 491.981013645122-19.8895093728862i | 10.6844787222573+13.4925544040877i | -38293.0062208165-51862.1471889137i | 1212.71522149608-2054.56992293246i | 0.89462 | -0.17247 | 7.77405171505293+20.7773829543359i | 3115.54001512488-4931.19189761417i | 28.5 | 5832.9446 | 3115.54 | -4931.1919
28.75 | 0.89142 | -0.11304 | 10.4049206900343+13.9996646723896i | 0.86904 | -0.33591 | 0.112035796543269+38.6963888844471i | 0.848 | -0.30025 | 4.78767625188615+37.1023565642278i | 0.16873 | 0.0056823 | 491.97912962563-19.9356370546493i | 10.4049206900343+13.9996646723896i | -38339.5568281813-50502.8243254617i | 1191.03705204281-2048.80467847786i | 0.89463 | -0.17656 | 7.5875013989962+21.2331060483634i | 3078.6006501679-4914.53598305511i | 28.75 | 5799.1763 | 3078.6007 | -4914.536
29 | 0.89243 | -0.11732 | 10.149834622542+14.4800416265689i | 0.86711 | -0.33803 | 0.112016374486491+39.0267429824526i | 0.84656 | -0.30199 | 4.78962993498829+37.3816047859721i | 0.16879 | 0.0056842 | 491.772288585257-19.9284985723676i | 10.149834622542+14.4800416265689i | -37715.9461550213-49100.2086570022i | 1175.40778321637-2017.1539602175i | 0.89486 | -0.18059 | 7.3756906192031+21.6693653530601i | 3007.118590007-4842.86215372875i | 29 | 5700.533 | 3007.1186 | -4842.8622
29.25 | 0.8934 | -0.12179 | 9.8896088192922+14.9807755198447i | 0.86527 | -0.34019 | 0.0983982986997861+39.3549851208614i | 0.84482 | -0.30419 | 4.78382332371609+37.7286996753485i | 0.1687 | 0.0058565 | 492.05902511066-20.5536432739323i | 9.8896088192922+14.9807755198447i | -38032.9301353547-47448.4906715015i | 1136.47136558747-2016.90070493183i | 0.89483 | -0.18452 | 7.19438763648237+22.1043924016134i | 2923.1246243995-4858.03937874342i | 29.25 | 5669.6741 | 2923.1246 | -4858.0394
29.5 | 0.89441 | -0.12609 | 9.62659825148691+15.4549428421369i | 0.86339 | -0.34217 | 0.100358738357435+39.6709532383297i | 0.84348 | -0.30612 | 4.75845667223771+38.0189702405517i | 0.1688 | 0.0058111 | 491.714658304156-20.3704617176212i | 9.62659825148691+15.4549428421369i | -37800.6313749724-46353.9032577758i | 1125.88425551272-2003.88394550232i | 0.89481 | -0.18874 | 6.99489539622569+22.5684225356581i | 2876.68333503642-4790.84971704237i | 29.5 | 5588.1614 | 2876.6833 | -4790.8497
29.75 | 0.89512 | -0.13058 | 9.38931072847737+15.9577207800198i | 0.86146 | -0.34433 | 0.0917203782719476+40.0070076841373i | 0.84179 | -0.30807 | 4.76279927523186+38.3406419126316i | 0.16886 | 0.0058931 | 491.479691029399-20.6420940290704i | 9.38931072847737+15.9577207800198i | -37538.9713758671-44806.5021483492i | 1095.86007389754-1984.58397599892i | 0.89472 | -0.1925 | 6.8221068526421+22.9823455423624i | 2808.22863213888-4786.10693529006i | 29.75 | 5549.1412 | 2808.2286 | -4786.1069
30 | 0.89593 | -0.13497 | 9.1385637116621+16.4416601529193i | 0.85952 | -0.3463 | 0.0958098721744181+40.3288726399901i | 0.84031 | -0.31016 | 4.73503283286092+38.6571356339006i | 0.16878 | 0.0059153 | 491.776676246525-20.740934710252i | 9.1385637116621+16.4416601529193i | -37614.8466509418-43805.4258049528i | 1082.58713873637-1984.51015085951i | 0.89448 | -0.19657 | 6.6469850113878+23.4363655082216i | 2775.03623623615-4767.22798345717i | 30 | 5516.0936 | 2775.0362 | -4767.228
30.25 | 0.89643 | -0.13925 | 8.92515172085465+16.9207196990792i | 0.85758 | -0.34838 | 0.089405446719992+40.6599876535609i | 0.83868 | -0.31186 | 4.75132270007046+38.9519037081528i | 0.16883 | 0.0059445 | 491.584246657261-20.8297880142084i | 8.92515172085465+16.9207196990792i | -37046.6375734576-42376.0392450962i | 1057.69461290944-1954.23712717671i | 0.89438 | -0.20045 | 6.46222247391611+23.8602647165255i | 2682.89594791571-4711.82633234952i | 30.25 | 5422.1064 | 2682.8959 | -4711.8263
30.5 | 0.89701 | -0.14384 | 8.68679615671935+17.4283110504449i | 0.85572 | -0.35047 | 0.0740227768467204+40.9864518159535i | 0.83711 | -0.31398 | 4.72545852922635+39.2805550101835i | 0.16888 | 0.0060388 | 491.366706332837-21.1456649380014i | 8.68679615671935+17.4283110504449i | -36978.3802510346-41116.6711572825i | 1033.34582744345-1947.45222649371i | 0.89384 | -0.20442 | 6.31668709887469+24.3141985972028i | 2652.70776712207-4691.44928805966i | 30.5 | 5389.4856 | 2652.7078 | -4691.4493
30.75 | 0.89735 | -0.1481 | 8.48464900667353+17.9039506923681i | 0.85377 | -0.3524 | 0.0774896199700862+41.3082012048144i | 0.8356 | -0.31583 | 4.71467771379437+39.5790581277431i | 0.16896 | 0.00599 | 491.117571454727-20.9566679599352i | 8.48464900667353+17.9039506923681i | -36620.4794510928-40149.8799703509i | 1021.60983451691-1931.67117814168i | 0.89369 | -0.20845 | 6.12185962863815+24.7526369587386i | 2568.73551514609-4654.07498579497i | 30.75 | 5315.9022 | 2568.7355 | -4654.075
31 | 0.89767 | -0.15255 | 8.27291209635654+18.3995866195111i | 0.85185 | -0.35447 | 0.0653043366800656+41.6383892119712i | 0.83394 | -0.31776 | 4.70966260297781+39.8982953438624i | 0.16897 | 0.0061062 | 491.037917835652-21.3584108164976i | 8.27291209635654+18.3995866195111i | -36358.8014486994-38870.2636963799i | 995.839415472059-1916.28895616886i | 0.89304 | -0.21223 | 5.99129070533788+25.1883658594802i | 2531.41561521326-4624.89619783408i | 31 | 5272.3552 | 2531.4156 | -4624.8962
31.25 | 0.8981 | -0.15688 | 8.04889345556396+18.8739975702508i | 0.84985 | -0.35642 | 0.0668708052967422+41.9672531444026i | 0.83247 | -0.3196 | 4.69328107671945+40.1931110361867i | 0.16911 | 0.0061704 | 490.529724079551-21.5463520618917i | 8.04889345556396+18.8739975702508i | -35983.9446660987-37890.1287303636i | 984.540701389524-1898.5010885071i | 0.89267 | -0.21617 | 5.81838994916877+25.6245661081867i | 2487.93886790768-4579.37144557026i | 31.25 | 5211.572 | 2487.9389 | -4579.3714
31.5 | 0.89817 | -0.16126 | 7.86040521499669+19.3661464120837i | 0.84807 | -0.35847 | 0.0410318040851239+42.2860960338359i | 0.83078 | -0.32153 | 4.68843087097181+40.5163207720164i | 0.16919 | 0.0061909 | 490.252751532634-21.5977967215501i | 7.86040521499669+19.3661464120837i | -35700.0589323974-36572.6396453126i | 953.320921729279-1882.83272485369i | 0.89203 | -0.2199 | 5.68204662346366+26.0518719039564i | 2419.11093442878-4555.72430129808i | 31.5 | 5158.1704 | 2419.1109 | -4555.7243
31.75 | 0.89832 | -0.1656 | 7.66049143115763+19.846979995246i | 0.84594 | -0.36027 | 0.0631332072615521+42.6146934464379i | 0.82932 | -0.32342 | 4.66287500959015+40.8171675435983i | 0.16909 | 0.0062604 | 490.594191856949-21.8662614315318i | 7.66049143115763+19.846979995246i | -35511.8129609701-35987.7777173417i | 953.956422797365-1878.07008932246i | 0.89131 | -0.22391 | 5.53481076811884+26.5115265858993i | 2404.71234834073-4521.65562962545i | 31.75 | 5121.329 | 2404.7123 | -4521.6556
32 | 0.8984 | -0.1699 | 7.46579601330968+20.32293481137i | 0.84402 | -0.36224 | 0.0514978927350483+42.9403397408493i | 0.82775 | -0.32518 | 4.65736981512272+41.1144135662606i | 0.16907 | 0.0063124 | 490.652688671761-22.0529655845276i | 7.46579601330968+20.32293481137i | -35067.7891506721-34938.4673061298i | 935.916687237909-1857.28445048632i | 0.89073 | -0.22755 | 5.38938438172075+26.9230346936346i | 2359.94644187959-4492.82515932708i | 32 | 5074.9212 | 2359.9464 | -4492.8252
32.25 | 0.8982 | -0.17435 | 7.29091405081212+20.826233445911i | 0.84208 | -0.36428 | 0.033481656335038+43.2746295226597i | 0.82588 | -0.32713 | 4.66235858140992+41.4562715761924i | 0.16912 | 0.0061939 | 490.520933154437-21.6280534810005i | 7.29091405081212+20.826233445911i | -34787.3835773959-33709.6332298814i | 905.963670091134-1842.55273844604i | 0.88985 | -0.23133 | 5.26402672943438+27.3651960292665i | 2292.83613403867-4468.99742228814i | 32.25 | 5022.8513 | 2292.8361 | -4468.9974
32.5 | 0.89824 | -0.17859 | 7.09521290933486+21.2934305017426i | 0.84011 | -0.36614 | 0.0310667943203897+43.5962709627488i | 0.82425 | -0.32893 | 4.65551086196068+41.7639007221762i | 0.1691 | 0.0062345 | 490.568028420043-21.7737780596743i | 7.09521290933486+21.2934305017426i | -34567.3140575384-32740.5335341336i | 887.99853336404-1831.16879298602i | 0.88933 | -0.23514 | 5.09735937874055+27.7880592779946i | 2221.64274869001-4447.85396207677i | 32.5 | 4971.8308 | 2221.6427 | -4447.854
32.75 | 0.89797 | -0.18271 | 6.93460354613227+21.7580061382086i | 0.8381 | -0.36784 | 0.0456919218177673+43.9090928570441i | 0.82271 | -0.33082 | 4.63135551752779+42.074158582345i | 0.16912 | 0.0063405 | 490.460332607584-22.1366332258596i | 6.93460354613227+21.7580061382086i | -34498.8301713109-32134.5549341383i | 881.121488678713-1831.45859848973i | 0.8881 | -0.23871 | 5.01330477507009+28.2269885541322i | 2228.1898712275-4424.97304156596i | 32.75 | 4954.3129 | 2228.1899 | -4424.973
33 | 0.89768 | -0.18692 | 6.76938675307474+22.232617602362i | 0.83617 | -0.36987 | 0.0215737393401446+44.2434655489121i | 0.82119 | -0.3325 | 4.62194532727995+42.3616026176407i | 0.16908 | 0.0063356 | 490.616366042762-22.1315144538153i | 6.76938675307474+22.232617602362i | -33787.9294171815-31286.2078463275i | 869.117525103203-1801.501335152i | 0.88754 | -0.24264 | 4.83578266144414+28.6606102049307i | 2144.22736672938-4361.31618484527i | 33 | 4859.9167 | 2144.2274 | -4361.3162
33.25 | 0.89741 | -0.19128 | 6.58926799835316+22.7185939734914i | 0.83422 | -0.37169 | 0.0169887369310829+44.5631399101851i | 0.81934 | -0.33439 | 4.62286316514845+42.6992080468044i | 0.16908 | 0.0064309 | 490.580183928212-22.4624616518237i | 6.58926799835316+22.7185939734914i | -33757.8551718922-30157.9179266766i | 839.618695014219-1797.9803206924i | 0.88631 | -0.24615 | 4.74808394487494+29.0906208818679i | 2115.7053097901-4353.77502592566i | 33.25 | 4840.6163 | 2115.7053 | -4353.775
33.5 | 0.89711 | -0.19534 | 6.42301942010551+23.1732996446473i | 0.83221 | -0.37354 | 0.0126350158949505+44.8901582276764i | 0.81802 | -0.33621 | 4.57936307623784+42.982972638141i | 0.16897 | 0.0063505 | 491.003630365515-22.2128503360307i | 6.42301942010551+23.1732996446473i | -33332.6624990052-29843.7819571978i | 847.328503670692-1784.98947147318i | 0.88547 | -0.24988 | 4.6035722556857+29.5196407771507i | 2106.61362070843-4314.1475451023i | 33.5 | 4801.0093 | 2106.6136 | -4314.1475
33.75 | 0.8965 | -0.19952 | 6.28023094195446+23.653624187197i | 0.83033 | -0.37543 | -0.00852598511366956+45.2108788078383i | 0.8162 | -0.33796 | 4.58778725690134+43.30578359504i | 0.16904 | 0.0063482 | 490.73143935712-22.1842395811787i | 6.28023094195446+23.653624187197i | -32949.4084695446-28753.9162900992i | 818.311295958175-1767.18093147273i | 0.88438 | -0.25339 | 4.49514472820415+29.9388889233453i | 2037.28348636961-4286.16653195504i | 33.75 | 4745.7083 | 2037.2835 | -4286.1665
34 | 0.89616 | -0.20374 | 6.10313409440336+24.1221019294371i | 0.82819 | -0.37714 | 0.00671360081369267+45.5409032517004i | 0.81463 | -0.33979 | 4.56324392470482+43.6148060536288i | 0.16904 | 0.0064592 | 490.716595646573-22.5719699797672i | 6.10313409440336+24.1221019294371i | -32789.2211219471-28188.744171257i | 814.371175286679-1762.6556069275i | 0.88322 | -0.257 | 4.38423543759018+30.3738368368577i | 2036.97572903274-4266.13448798725i | 34 | 4727.4913 | 2036.9757 | -4266.1345
34.25 | 0.89541 | -0.20772 | 5.97790393236793+24.585013368959i | 0.82632 | -0.37917 | -0.0308202955755634+45.8728057231158i | 0.8129 | -0.34147 | 4.56543990519257+43.9245681775569i | 0.16913 | 0.0065573 | 490.375154919851-22.8893004902297i | 5.97790393236793+24.585013368959i | -32197.9982251791-27245.9441148534i | 790.020359426422-1735.50230502033i | 0.88225 | -0.26056 | 4.25366620861155+30.7895251152498i | 1947.70859187202-4214.76344836447i | 34.25 | 4643.0378 | 1947.7086 | -4214.7634
34.5 | 0.89473 | -0.21188 | 5.83034466876849+25.0619556103302i | 0.82418 | -0.38068 | -0.00100127369054953+46.1885503940499i | 0.8113 | -0.34328 | 4.54209625661705+44.2343536294733i | 0.16911 | 0.0065563 | 490.445816849504-22.8914509477243i | 5.83034466876849+25.0619556103302i | -32085.5627680182-26805.8832792511i | 789.47601750244-1736.63909943607i | 0.88075 | -0.26409 | 4.17360228913705+31.2367805250058i | 1959.61054203451-4197.1471184365i | 34.5 | 4632.0748 | 1959.6105 | -4197.1471
34.75 | 0.8942 | -0.21583 | 5.67475249207778+25.5067324628226i | 0.82227 | -0.3827 | -0.0382316915609668+46.5235952578611i | 0.80978 | -0.34491 | 4.52725581059937+44.5209939688742i | 0.16922 | 0.0066504 | 490.018267238515-23.1871693028878i | 5.67475249207778+25.5067324628226i | -31439.2210768842-26041.8246061715i | 775.183371463697-1706.62157179536i | 0.87985 | -0.26755 | 4.03573942539991+31.6357442146363i | 1909.9910369284-4141.01887496052i | 34.75 | 4560.2745 | 1909.991 | -4141.0189
35 | 0.8934 | -0.22 | 5.53269356878169+25.9873943606283i | 0.82026 | -0.38424 | -0.0251612217805303+46.8317567554793i | 0.8079 | -0.34674 | 4.52419252426767+44.8597466584524i | 0.16934 | 0.0067351 | 489.612277604236-23.4510296605818i | 5.53269356878169+25.9873943606283i | -31463.2634213981-25190.3575161805i | 752.526545059613-1710.08812885004i | 0.87844 | -0.27087 | 3.95397687668585+32.0542251597866i | 1872.33996552624-4159.06912556418i | 35 | 4561.0868 | 1872.34 | -4159.0691
35.25 | 0.89261 | -0.22387 | 5.40075216398513+26.4349155767294i | 0.81823 | -0.38612 | -0.0431496914157256+47.1691069557695i | 0.80646 | -0.34838 | 4.49797091548439+45.1426194583683i | 0.1694 | 0.0067498 | 489.385514660216-23.4842341418759i | 5.40075216398513+26.4349155767294i | -30840.0132689104-24774.50481403i | 752.463859980113-1684.96335515138i | 0.87719 | -0.27442 | 3.83821535963264+32.4841482339865i | 1852.3465116606-4086.03725284761i | 35.25 | 4486.3 | 1852.3465 | -4086.0373
35.5 | 0.89172 | -0.22794 | 5.26541937461804+26.9075082461451i | 0.81639 | -0.38776 | -0.0561171387407739+47.4702998686037i | 0.80461 | -0.35012 | 4.49704168145356+45.4714443687202i | 0.16927 | 0.0067478 | 489.83092724465-23.513021644051i | 5.26541937461804+26.9075082461451i | -30738.4113503679-23871.6278741393i | 725.465585179112-1682.60242025187i | 0.87586 | -0.27768 | 3.74552381402125+32.8910938945826i | 1796.45075205002-4095.11395697531i | 35.5 | 4471.8222 | 1796.4508 | -4095.114
35.75 | 0.89092 | -0.23185 | 5.12386967531794+27.3575163195785i | 0.81415 | -0.3895 | -0.0488038110392279+47.8173510119498i | 0.80296 | -0.35189 | 4.47369442374517+45.7848181110745i | 0.16937 | 0.0068265 | 489.471345401023-23.7590678432279i | 5.12386967531794+27.3575163195785i | -30458.2286089607-23481.8087910887i | 724.992027296563-1671.97712790578i | 0.87431 | -0.28121 | 3.65242671743352+33.3388779266338i | 1795.59385160321-4040.28860602159i | 35.75 | 4421.3221 | 1795.5939 | -4040.2886
36 | 0.88976 | -0.23582 | 5.01359330921142+27.8322389040566i | 0.81247 | -0.39125 | -0.0878158016706759+48.1127861753155i | 0.8013 | -0.35363 | 4.45364007583409+46.0970838619426i | 0.1693 | 0.0068762 | 489.705456371856-23.9515430116776i | 5.01359330921142+27.8322389040566i | -30111.4013949473-22698.0232915006i | 701.349742571351-1661.16194553385i | 0.87343 | -0.28452 | 3.50728319879917+33.7176362265097i | 1689.25593223214-4066.98061576751i | 36 | 4403.8525 | 1689.2559 | -4066.9806
36.25 | 0.88884 | -0.23969 | 4.87952850113454+28.2818270975433i | 0.81011 | -0.39277 | -0.0537575350337035+48.4577366976208i | 0.79965 | -0.35529 | 4.43776903168207+46.4027129818413i | 0.16941 | 0.0069433 | 489.291947130006-24.1521911568425i | 4.87952850113454+28.2818270975433i | -29862.0515477498-22418.0358788655i | 706.960926249345-1652.94614589293i | 0.87138 | -0.28781 | 3.47225234296264+34.1761590476959i | 1746.91757463966-3999.15090918369i | 36.25 | 4364.0496 | 1746.9176 | -3999.1509
36.5 | 0.88774 | -0.24346 | 4.76562840589313+28.7321789399059i | 0.8082 | -0.39462 | -0.0874881319517389+48.784043942583i | 0.79793 | -0.35683 | 4.43869456475847+46.7042313709622i | 0.16951 | 0.0069932 | 488.939235388631-24.2970807156792i | 4.76562840589313+28.7321789399059i | -29303.9103890024-21669.4721457989i | 686.742046529127-1627.61666148705i | 0.87025 | -0.29104 | 3.3505307131703+34.5641055228885i | 1670.8739684339-3969.19031261756i | 36.5 | 4306.5406 | 1670.874 | -3969.1903
36.75 | 0.88668 | -0.24729 | 4.6408671237019+29.1838891991357i | 0.8061 | -0.3962 | -0.083374804560582+49.1087098974259i | 0.79616 | -0.3586 | 4.41978449594921+47.0315120921397i | 0.16951 | 0.0070845 | 488.916817649382-24.6135103995724i | 4.6408671237019+29.1838891991357i | -29215.242997837-21170.9503818847i | 676.832930565639-1626.75318376267i | 0.86843 | -0.29416 | 3.29851469600251+34.9904744523277i | 1680.08381717371-3949.51143721242i | 36.75 | 4292.0068 | 1680.0838 | -3949.5114
37 | 0.88557 | -0.25104 | 4.52215970908693+29.6290928716043i | 0.80419 | -0.39795 | -0.111009209949308+49.429720965668i | 0.79459 | -0.36007 | 4.41050777664477+47.3136827264914i | 0.16958 | 0.0071381 | 488.654892913129-24.7782898319827i | 4.52215970908693+29.6290928716043i | -28621.077672128-20572.3395801577i | 664.37310159447-1600.92045194176i | 0.8672 | -0.29752 | 3.17016686004876+35.396264658001i | 1614.13723573801-3895.98661599701i | 37 | 4217.1259 | 1614.1372 | -3895.9866
37.25 | 0.88428 | -0.25491 | 4.41032118649546+30.0976568878912i | 0.80222 | -0.39944 | -0.111278152854142+49.7363995236223i | 0.7928 | -0.36189 | 4.38546717353927+47.6482605001623i | 0.16961 | 0.0071784 | 488.529118679681-24.9079660560391i | 4.41032118649546+30.0976568878912i | -28572.3387831387-20033.8896925898i | 650.656049414098-1604.7027720082i | 0.86535 | -0.30056 | 3.11999217917406+35.8157163949338i | 1610.24755911626-3902.34874664057i | 37.25 | 4221.519 | 1610.2476 | -3902.3487
37.5 | 0.8831 | -0.25859 | 4.29489876962922+30.539811705122i | 0.79994 | -0.40121 | -0.116436090195563+50.0967773032466i | 0.79118 | -0.36342 | 4.37227776742668+47.9420223529352i | 0.16956 | 0.0071974 | 488.701170978789-24.9890358468208i | 4.29489876962922+30.539811705122i | -28028.1438902154-19751.1329322963i | 653.416208377866-1580.54077628338i | 0.86385 | -0.30393 | 3.00961444064751+36.2427244563066i | 1588.4118355845-3839.41419970175i | 37.5 | 4155.0155 | 1588.4118 | -3839.4142
37.75 | 0.88185 | -0.26226 | 4.18357753816913+30.9843055098485i | 0.79821 | -0.40277 | -0.144234929654438+50.3862188930107i | 0.78939 | -0.36499 | 4.36802815114691+48.2560104579926i | 0.16943 | 0.0071891 | 489.163835386625-24.9991906088644i | 4.18357753816913+30.9843055098485i | -27840.1005421896-18997.5008724984i | 627.843134270771-1574.96259688712i | 0.86238 | -0.30681 | 2.93032604173318+36.6197237187772i | 1537.51223489734-3846.78859639717i | 37.75 | 4142.6714 | 1537.5122 | -3846.7886
38 | 0.88057 | -0.26593 | 4.07146187578546+31.4295548462233i | 0.79586 | -0.40441 | -0.135337527560038+50.7455702414109i | 0.78775 | -0.36671 | 4.3348667217899+48.5693218558131i | 0.16943 | 0.0072331 | 489.130846152185-25.1502070017839i | 4.07146187578546+31.4295548462233i | -27537.6068506186-18870.2084284146i | 636.255060906943-1564.20481362554i | 0.86055 | -0.31012 | 2.84792483061988+37.0642569802191i | 1548.45080535399-3797.3342158308i | 38 | 4100.9081 | 1548.4508 | -3797.3342
38.25 | 0.87914 | -0.26944 | 3.9808564074239+31.8678118238574i | 0.7941 | -0.40606 | -0.173350811786598+51.0462503984924i | 0.78598 | -0.36825 | 4.32808381105684+48.8802524889883i | 0.16961 | 0.0072909 | 488.485749226353-25.2961739155857i | 3.9808564074239+31.8678118238574i | -27174.3680235241-18180.779673056i | 612.332938952658-1549.55920021488i | 0.85913 | -0.31315 | 2.74645673357231+37.4507392057979i | 1466.34795083001-3777.44740426227i | 38.25 | 4052.0717 | 1466.348 | -3777.4474
38.5 | 0.87782 | -0.27317 | 3.86078723463123+32.3202766502093i | 0.79174 | -0.4074 | -0.136695995812738+51.3852938031906i | 0.78431 | -0.36995 | 4.29613859254751+49.1951097762594i | 0.16946 | 0.0073118 | 489.026505162957-25.4157207616278i | 3.86078723463123+32.3202766502093i | -27099.3671324469-18060.8888757598i | 621.950021148378-1551.82666109143i | 0.85709 | -0.3161 | 2.70401830523089+37.877625610123i | 1520.14041727779-3770.36401092337i | 38.5 | 4065.2763 | 1520.1404 | -3770.364
38.75 | 0.8764 | -0.27661 | 3.76577550990688+32.7510328525483i | 0.79001 | -0.40917 | -0.193150929701545+51.6927553878895i | 0.78266 | -0.37135 | 4.29124278027317+49.4828091531032i | 0.16957 | 0.0073546 | 488.629901326585-25.5305018468838i | 3.76577550990688+32.7510328525483i | -26513.8302319192-17383.1758587229i | 598.995411105592-1524.95154272562i | 0.85568 | -0.31922 | 2.58864424232249+38.2711938149388i | 1433.39978116665-3711.5309362768i | 38.75 | 3978.7054 | 1433.3998 | -3711.5309
39 | 0.87493 | -0.28017 | 3.66551362105333+33.1953247122771i | 0.78765 | -0.4105 | -0.158377210955369+52.033943617852i | 0.78069 | -0.37294 | 4.29202248310479+49.8208035805338i | 0.16949 | 0.0074756 | 488.851320567482-25.9719220211833i | 3.66551362105333+33.1953247122771i | -26502.5495831432-17024.4805417248i | 593.682061729951-1527.32666446189i | 0.85384 | -0.32202 | 2.53352326261689+38.6704151573759i | 1428.51720398695-3731.33708611519i | 39 | 3995.4396 | 1428.5172 | -3731.3371
39.25 | 0.87351 | -0.28354 | 3.56804031553639+33.618279350008i | 0.78588 | -0.41232 | -0.219610029020722+52.3506314245426i | 0.77926 | -0.37453 | 4.24646044246184+50.1036681034414i | 0.16954 | 0.0074345 | 488.714765211719-25.8164834544809i | 3.56804031553639+33.618279350008i | -25958.076629524-16702.1806193399i | 587.412978483205-1504.50896330238i | 0.85202 | -0.32516 | 2.44699809119046+39.0975703610917i | 1408.02416884069-3641.23815446679i | 39.25 | 3903.9912 | 1408.0242 | -3641.2382
39.5 | 0.87181 | -0.28715 | 3.47814768963043+34.0833310940284i | 0.7838 | -0.41357 | -0.201865667070371+52.6581555213209i | 0.77739 | -0.37612 | 4.23484879201375+50.4314324078262i | 0.16973 | 0.0075145 | 488.031709066345-26.0345618489538i | 3.47814768963043+34.0833310940284i | -25830.1591137364-16237.1038454491i | 576.032519833001-1504.72305081647i | 0.85025 | -0.32777 | 2.39562609770204+39.4733622651739i | 1394.46183480294-3683.2361485846i | 39.5 | 3938.3692 | 1394.4618 | -3683.2361
39.75 | 0.87033 | -0.29056 | 3.37693612683934+34.5123018825356i | 0.78154 | -0.41531 | -0.223768016661864+53.021415545734i | 0.77587 | -0.37767 | 4.19819659296147+50.7203480685857i | 0.16985 | 0.0075815 | 487.596318625624-26.2286223373339i | 3.37693612683934+34.5123018825356i | -25275.9513070501-16115.0231295204i | 582.934037656434-1478.99703951016i | 0.84839 | -0.33091 | 2.30576605700557+39.9034354844213i | 1396.54235887021-3602.73700754985i | 39.75 | 3863.9416 | 1396.5424 | -3602.737
40 | 0.86855 | -0.29383 | 3.31033324181653+34.9502541628693i | 0.7797 | -0.41659 | -0.228247650863759+53.3077508122911i | 0.77382 | -0.379 | 4.22620556804016+51.0481583013218i | 0.16988 | 0.0076809 | 487.454801370551-26.5612060129287i | 3.31033324181653+34.9502541628693i | -25138.942130132-15364.3994707549i | 552.46095363367-1475.90221161584i | 0.84659 | -0.33345 | 2.25744271519631+40.2765531128227i | 1325.77900713209-3615.16072839789i | 40 | 3850.5944 | 1325.779 | -3615.1607
40.25 | 0.86721 | -0.29721 | 3.19160609034174+35.3658250265166i | 0.77753 | -0.41799 | -0.222779132339633+53.6386318982006i | 0.77224 | -0.38066 | 4.17918921737539+51.3533001436771i | 0.16993 | 0.0077292 | 487.267068092552-26.7118013780912i | 3.19160609034174+35.3658250265166i | -25019.851134376-15241.0386317045i | 558.724327481362-1473.64066236636i | 0.84464 | -0.3363 | 2.19249721507751+40.6888609546151i | 1354.86019415311-3585.82742638835i | 40.25 | 3833.2499 | 1354.8602 | -3585.8274
40.5 | 0.86537 | -0.30047 | 3.12497545096091+35.8059734567831i | 0.77585 | -0.41956 | -0.273346319229895+53.930422923017i | 0.77056 | -0.38198 | 4.17539371679678+51.6419717796715i | 0.16995 | 0.0077487 | 487.187911992558-26.7721470378477i | 3.12497545096091+35.8059734567831i | -24491.6820678431-14658.4315917802i | 536.534234252629-1451.90606123412i | 0.8431 | -0.33908 | 2.09534297344798+41.0612011975018i | 1270.31272473856-3562.54272745188i | 40.5 | 3782.2487 | 1270.3127 | -3562.5427
40.75 | 0.86376 | -0.30379 | 3.0290812715271+36.2355468584926i | 0.77348 | -0.42088 | -0.248286502836907+54.2783873396917i | 0.76877 | -0.3836 | 4.14710698121029+51.9678500463934i | 0.16987 | 0.0078584 | 487.425887278242-27.1748378835626i | 3.0290812715271+36.2355468584926i | -24431.8601465654-14546.328706013i | 542.35178912534-1452.61753269525i | 0.8409 | -0.34176 | 2.06159102558527+41.4803474843013i | 1308.83163229784-3547.16490349568i | 40.75 | 3780.9283 | 1308.8316 | -3547.1649
41 | 0.86218 | -0.3069 | 2.9416781013586+36.6429947727547i | 0.77172 | -0.42253 | -0.304911830041144+54.5840601505509i | 0.76717 | -0.38494 | 4.13180490715071+52.250754988097i | 0.16994 | 0.0078235 | 487.188456567161-27.0317306116808i | 2.9416781013586+36.6429947727547i | -23945.134715447-14082.8763750791i | 526.203685098678-1429.87619526221i | 0.83932 | -0.34456 | 1.96090770131764+41.8572263500423i | 1248.09413830648-3496.125483179i | 41 | 3712.2274 | 1248.0941 | -3496.1255
41.25 | 0.86033 | -0.31012 | 2.86819009224649+37.0809170459772i | 0.76948 | -0.42364 | -0.270880764710948+54.9063509325748i | 0.76532 | -0.3864 | 4.12160019071882+52.5698976963802i | 0.16998 | 0.0080517 | 487.002758463391-27.8060558018481i | 2.86819009224649+37.0809170459772i | -23857.1103645927-13830.9296573234i | 523.972027328286-1430.64656084551i | 0.83718 | -0.34701 | 1.93547063043439+42.2520899740301i | 1260.46702644482-3504.69243352728i | 41.25 | 3724.4659 | 1260.467 | -3504.6924
41.5 | 0.85874 | -0.31315 | 2.78246373008466+37.4808386178951i | 0.76757 | -0.42519 | -0.308732514529727+55.2225011334459i | 0.76377 | -0.38786 | 4.08734364359995+52.8573178209963i | 0.17005 | 0.0080291 | 486.769173950175-27.7057605185776i | 2.78246373008466+37.4808386178951i | -23493.1402422367-13594.7337407152i | 519.76501120823-1414.73978951889i | 0.8354 | -0.3499 | 1.83849856887724+42.6538818589668i | 1221.53410680218-3444.46296086679i | 41.5 | 3654.6506 | 1221.5341 | -3444.463
41.75 | 0.85675 | -0.31623 | 2.72504487356623+37.9161525588009i | 0.76554 | -0.42628 | -0.289611409374435+55.5217743234398i | 0.76186 | -0.38924 | 4.08820531283632+53.1798215095857i | 0.17009 | 0.0079828 | 486.640748510498-27.5331031915454i | 2.72504487356623+37.9161525588009i | -23383.8202702649-13240.7075287441i | 509.696633581146-1415.47857623165i | 0.83348 | -0.35219 | 1.80196800817515+43.016197769551i | 1200.60913415314-3479.09841782875i | 41.75 | 3680.4331 | 1200.6091 | -3479.0984
42 | 0.85521 | -0.31942 | 2.61573068822416+38.3266217185025i | 0.76342 | -0.4279 | -0.324655408704723+55.8674656649506i | 0.76031 | -0.39064 | 4.05588899093806+53.4627428514275i | 0.17004 | 0.0080846 | 486.753814150727-27.8965903145217i | 2.61573068822416+38.3266217185025i | -22948.3174664125-13018.2370440604i | 508.568385839996-1393.53071905207i | 0.83143 | -0.35499 | 1.72935021452802+43.4344704052667i | 1208.74846220145-3397.23640979329i | 42 | 3605.8686 | 1208.7485 | -3397.2364
42.25 | 0.85331 | -0.32231 | 2.55869279776989+38.7388714089135i | 0.7616 | -0.42911 | -0.336235284151472+56.1539896472501i | 0.75853 | -0.39196 | 4.05044040772954+53.7668296815325i | 0.17015 | 0.008145 | 486.366150870763-28.0686506473115i | 2.55869279776989+38.7388714089135i | -22742.1707358395-12616.8521588666i | 493.754703600928-1387.96388069676i | 0.82963 | -0.35731 | 1.6759119866586+43.7908400426622i | 1166.35120721921-3403.7682406409i | 42.25 | 3598.0569 | 1166.3512 | -3403.7682
42.5 | 0.85151 | -0.32545 | 2.46948836242493+39.1638070818318i | 0.75935 | -0.43055 | -0.345516244563364+56.5037924139588i | 0.75677 | -0.39333 | 4.03578223828939+54.0730456010514i | 0.1701 | 0.0082525 | 486.499090152257-28.4538035566255i | 2.46948836242493+39.1638070818318i | -22424.9880924151-12378.3044323159i | 490.970497194356-1372.95804165437i | 0.82745 | -0.35981 | 1.63575647126108+44.1951096167436i | 1184.69468037013-3361.80863647007i | 42.5 | 3564.4437 | 1184.6947 | -3361.8086
42.75 | 0.8497 | -0.32827 | 2.40466021133983+39.5623595032998i | 0.75758 | -0.43179 | -0.36689104859298+56.7868509829621i | 0.75505 | -0.39472 | 4.01477817102186+54.3761637252155i | 0.17002 | 0.0082192 | 486.791568352837-28.3670125344194i | 2.40466021133983+39.5623595032998i | -22292.2742101022-12064.0942587912i | 479.73288155107-1371.41224228812i | 0.82578 | -0.36239 | 1.5415268067694+44.5614264608653i | 1116.0292996479-3363.39728424243i | 42.75 | 3543.7216 | 1116.0293 | -3363.3973
43 | 0.84781 | -0.33126 | 2.32851645839634+39.9821129340442i | 0.75517 | -0.43301 | -0.343746133481898+57.1420714393468i | 0.75317 | -0.39607 | 4.00922742906698+54.6953405925648i | 0.17019 | 0.0082242 | 486.211294937322-28.3279974578875i | 2.32851645839634+39.9821129340442i | -22077.7830891422-11907.4546797471i | 481.867726582872-1361.62684670262i | 0.8235 | -0.36471 | 1.52050587477922+44.9617167379267i | 1147.06772417613-3336.33329123944i | 43 | 3528.0142 | 1147.0677 | -3336.3333
43.25 | 0.8461 | -0.3341 | 2.24687877893929+40.3747709955872i | 0.75353 | -0.43446 | -0.400978842444631+57.4261840243817i | 0.75169 | -0.39743 | 3.96955774440994+54.9711199200179i | 0.1703 | 0.0083045 | 485.806343486235-28.5662990903564i | 2.24687877893929+40.3747709955872i | -21728.109813674-11579.7237680592i | 469.898067921527-1347.23925549751i | 0.82172 | -0.36728 | 1.4323623347596+45.3368632032458i | 1102.59560208517-3289.70234158738i | 43.25 | 3469.5617 | 1102.5956 | -3289.7023
43.5 | 0.84398 | -0.3369 | 2.20049454050557+40.7968732537054i | 0.75124 | -0.43554 | -0.373270680518226+57.7596053716994i | 0.74974 | -0.39871 | 3.97504043211891+55.2937133069029i | 0.17031 | 0.0084077 | 485.725283096211-28.9149560087214i | 2.20049454050557+40.7968732537054i | -21575.9920308316-11375.4226117229i | 466.868413973467-1342.80265461179i | 0.81964 | -0.3694 | 1.40655162460065+45.7028041059616i | 1099.09414288322-3308.56272264907i | 43.5 | 3486.3441 | 1099.0941 | -3308.5627
43.75 | 0.84232 | -0.33992 | 2.09336895402322+41.1991832965337i | 0.74935 | -0.43697 | -0.415117268492677+58.0713757303893i | 0.74824 | -0.40017 | 3.92288169966653+55.5797009741995i | 0.17016 | 0.0083609 | 486.25530554684-28.8054726369179i | 2.09336895402322+41.1991832965337i | -21319.952885385-11187.708308842i | 464.939467980689-1332.74008243278i | 0.81764 | -0.37205 | 1.32336107308884+46.1055430167664i | 1094.9209119956-3257.43653634476i | 43.75 | 3436.5309 | 1094.9209 | -3257.4365
44 | 0.84013 | -0.34262 | 2.05579667245026+41.6205514417973i | 0.74718 | -0.43789 | -0.380234773010494+58.3831567995502i | 0.74629 | -0.4013 | 3.94131439118321+55.8923464783946i | 0.17004 | 0.0083289 | 486.702646132499-28.738584718408i | 2.05579667245026+41.6205514417973i | -21175.9356799379-10939.6387780416i | 459.333526974927-1330.0370747732i | 0.81564 | -0.37424 | 1.28068569512147+46.4712277392766i | 1059.57085181901-3278.23891945671i | 44 | 3445.22 | 1059.5709 | -3278.2389
44.25 | 0.83839 | -0.34552 | 1.95899435686083+42.019303794709i | 0.74521 | -0.43942 | -0.430029094120218+58.7119994626417i | 0.74471 | -0.40285 | 3.88157207810356+56.1943365275716i | 0.17002 | 0.0083853 | 486.74749645521-28.9384603846551i | 1.95899435686083+42.019303794709i | -20933.7527307948-10804.820374848i | 458.409487206331-1319.67323816975i | 0.81346 | -0.37662 | 1.23217167528796+46.8689980570908i | 1087.88332742685-3228.57913145289i | 44.25 | 3406.9361 | 1087.8833 | -3228.5791
44.5 | 0.83633 | -0.34808 | 1.9160259790125+42.4178202108677i | 0.74344 | -0.44048 | -0.439740352239859+58.9873941032158i | 0.74285 | -0.40392 | 3.89881880344574+56.4943994839158i | 0.17021 | 0.0084781 | 486.043389964753-29.1900961643629i | 1.9160259790125+42.4178202108677i | -20715.4426519975-10337.0771087912i | 437.272544183261-1312.37862424499i | 0.8117 | -0.37882 | 1.16342766474992+47.2133091378152i | 1004.85116805824-3233.72352694182i | 44.5 | 3386.2507 | 1004.8512 | -3233.7235
44.75 | 0.83434 | -0.35097 | 1.83487515350748+42.8376353566644i | 0.74112 | -0.44182 | -0.449685515537765+59.3477819693154i | 0.74105 | -0.40541 | 3.85948437460612+56.8194704621399i | 0.17038 | 0.0086071 | 485.429125905258-29.5742569197713i | 1.83487515350748+42.8376353566644i | -20503.3023813584-10246.6286796743i | 440.354471969495-1302.79393594097i | 0.80923 | -0.38097 | 1.15514263373188+47.6213621832221i | 1062.26665905201-3196.76960717727i | 44.75 | 3368.6416 | 1062.2667 | -3196.7696
45 | 0.83242 | -0.35351 | 1.7762695014974+43.2214559782917i | 0.73942 | -0.44299 | -0.479676545141873+59.62267538128i | 0.73954 | -0.40651 | 3.84275682585957+57.0807206395317i | 0.17032 | 0.0085904 | 485.649790456913-29.5387031584749i | 1.7762695014974+43.2214559782917i | -20174.0561562227-9983.6227818804i | 431.36309794925-1289.36681548534i | 0.80753 | -0.38343 | 1.05175595366435+47.9813861973624i | 988.064724555164-3164.99488058545i | 45 | 3315.6394 | 988.0647 | -3164.9949
45.25 | 0.83025 | -0.35613 | 1.72831384488352+43.6363642560063i | 0.73697 | -0.44402 | -0.447293902017966+59.9798110315965i | 0.73762 | -0.40782 | 3.83215527198474+57.4068453307697i | 0.17031 | 0.0085859 | 485.664876115053-29.5246197896347i | 1.72831384488352+43.6363642560063i | -20040.2925175594-9962.52617756055i | 438.57244467766-1284.57934327133i | 0.80518 | -0.38538 | 1.04683877842692+48.3640384554832i | 1027.22468658919-3165.64201871028i | 45.25 | 3328.1346 | 1027.2247 | -3165.642
45.5 | 0.82851 | -0.35885 | 1.63304466454535+44.0200031736798i | 0.73532 | -0.44551 | -0.521620338040628+60.2710062618879i | 0.73608 | -0.4091 | 3.79344539968212+57.686417261903i | 0.17025 | 0.0086221 | 485.871886544596-29.6708900408254i | 1.63304466454535+44.0200031736798i | -19729.9922233763-9620.95131432999i | 423.604850107662-1270.24274481909i | 0.80327 | -0.3877 | 0.970071139194849+48.7337878760884i | 1000.56228936559-3115.65492292066i | 45.5 | 3272.3738 | 1000.5623 | -3115.6549
45.75 | 0.82619 | -0.36132 | 1.60486727425912+44.4351955293121i | 0.73315 | -0.44628 | -0.478380447004605+60.5806336606236i | 0.73413 | -0.41031 | 3.79320266992635+58.0103424334682i | 0.17041 | 0.0086458 | 485.314871722946-29.6962063130353i | 1.60486727425912+44.4351955293121i | -19667.6423515885-9477.84443707435i | 422.811313789866-1272.7101544377i | 0.80122 | -0.38967 | 0.935386561651057+49.0897886320599i | 976.717669585275-3154.01406352464i | 45.75 | 3301.7847 | 976.7177 | -3154.0141
46 | 0.82431 | -0.36409 | 1.51038493062998+44.836335678308i | 0.73114 | -0.44772 | -0.528065164798446+60.9131117439997i | 0.73252 | -0.41161 | 3.75448843586222+58.3007861566432i | 0.17036 | 0.0087964 | 485.424074001092-30.22764688847i | 1.51038493062998+44.836335678308i | -19344.3491949697-9261.38464663787i | 416.805829955405-1256.09680674174i | 0.79896 | -0.39215 | 0.864397481505279+49.5064480995414i | 966.878653983495-3077.45882954802i | 46 | 3225.7723 | 966.8787 | -3077.4588
46.25 | 0.8221 | -0.36642 | 1.47987134374992+45.2302905665074i | 0.7292 | -0.44871 | -0.527896976501723+61.2098501129706i | 0.73083 | -0.41267 | 3.75104585186187+58.5831803073858i | 0.17026 | 0.008803 | 485.760654863822-30.2850936801823i | 1.47987134374992+45.2302905665074i | -19088.2361704339-9098.50052755681i | 412.77787345016-1246.40472411871i | 0.79703 | -0.39395 | 0.831219479480151+49.8383851346118i | 951.560262408766-3087.97174115627i | 46.25 | 3231.2593 | 951.5603 | -3087.9717
46.5 | 0.8201 | -0.36907 | 1.39971449027808+45.6329904824024i | 0.72704 | -0.45003 | -0.557963977654877+61.5536382527607i | 0.72908 | -0.41411 | 3.70310786613748+58.9016055850072i | 0.17053 | 0.0088618 | 484.836357660913-30.3922307694389i | 1.39971449027808+45.6329904824024i | -18876.1015198534-8992.35164350986i | 412.790203968408-1236.39517046441i | 0.79469 | -0.3961 | 0.794396536475417+50.238426329023i | 977.042535921919-3044.93517193088i | 46.5 | 3197.8496 | 977.0425 | -3044.9352
46.75 | 0.81814 | -0.37136 | 1.34732824851148+46.0027205134933i | 0.72523 | -0.45096 | -0.560829823141868+61.8330523298686i | 0.72743 | -0.41511 | 3.70047531086311+59.1776993515164i | 0.17047 | 0.0088813 | 485.02959753402-30.4797548900836i | 1.34732824851148+46.0027205134933i | -18708.0257327265-8755.13333308906i | 404.730192573674-1230.5689572708i | 0.79292 | -0.39817 | 0.718302328832789+50.576970631813i | 921.774611216011-3041.70106106987i | 46.75 | 3178.3036 | 921.7746 | -3041.7011
47 | 0.81593 | -0.37397 | 1.28241316781443+46.4214665110848i | 0.723 | -0.45212 | -0.569080510338419+62.1779569542631i | 0.72534 | -0.41641 | 3.6912554244144+59.528677573713i | 0.17038 | 0.0088906 | 485.343156552081-30.5445854280311i | 1.28241316781443+46.4214665110848i | -18639.761891561-8519.19846124383i | 396.198811811469-1229.54547250141i | 0.79044 | -0.39998 | 0.721067289214622+50.9673698415955i | 950.971475912138-3037.15114864468i | 47 | 3182.5515 | 950.9715 | -3037.1511
47.25 | 0.81395 | -0.37627 | 1.22581518568379+46.7940723573295i | 0.72131 | -0.45315 | -0.595619173831499+62.4487323299459i | 0.7239 | -0.41757 | 3.6524737311112+59.7896588440733i | 0.17021 | 0.0088989 | 485.904234940033-30.6318674797944i | 1.22581518568379+46.7940723573295i | -18418.9400335328-8392.70677058496i | 393.887254993758-1222.40788666298i | 0.78856 | -0.40222 | 0.631886405365231+51.329009909862i | 902.619626291646-3008.95639606973i | 47.25 | 3141.4234 | 902.6196 | -3008.9564
47.5 | 0.81166 | -0.37866 | 1.18196292644659+47.2044445625104i | 0.71902 | -0.45419 | -0.588434031734687+62.795139180831i | 0.72193 | -0.41872 | 3.64988452556414+60.1168420567637i | 0.17027 | 0.0089225 | 485.685610321988-30.690529673074i | 1.18196292644659+47.2044445625104i | -18243.6984003391-8249.68938664214i | 391.219373784665-1214.59065508326i | 0.78634 | -0.40405 | 0.608214321185651+51.6959587876679i | 905.490698167276-3012.86651051963i | 47.5 | 3145.994 | 905.4907 | -3012.8665
47.75 | 0.80973 | -0.38105 | 1.10770424657151+47.5800251332337i | 0.7172 | -0.45543 | -0.636476239426165+63.0964927955278i | 0.72048 | -0.41999 | 3.5938929323248+60.3883916080391i | 0.17022 | 0.0088879 | 485.892225641739-30.5925227950486i | 1.10770424657151+47.5800251332337i | -17975.2899727803-8173.5065805946i | 391.594140675708-1202.4837893175i | 0.78427 | -0.40627 | 0.529867644110414+52.0767898645831i | 891.19969769701-2959.7386804329i | 47.75 | 3091.0014 | 891.1997 | -2959.7387
48 | 0.80738 | -0.38334 | 1.07265308474565+47.9887884187441i | 0.71505 | -0.45627 | -0.615903035271977+63.417048117055i | 0.71855 | -0.42105 | 3.59795413082231+60.705130210563i | 0.1702 | 0.0089132 | 485.934551379451-30.684715491445i | 1.07265308474565+47.9887884187441i | -17837.9383097439-8003.5296386695i | 387.575706937012-1198.60450908064i | 0.7822 | -0.40789 | 0.512887236386677+52.4141222588078i | 890.67365031002-2993.95119771108i | 48 | 3123.6266 | 890.6737 | -2993.9512
48.25 | 0.80547 | -0.38567 | 0.996901770582448+48.3583666194614i | 0.71319 | -0.45747 | -0.658610586687002+63.7217183455592i | 0.71689 | -0.42229 | 3.55765240534735+61.0016147539817i | 0.1701 | 0.0090604 | 486.221570965168-31.2249769668879i | 0.996901770582448+48.3583666194614i | -17702.6655061179-7827.74411580142i | 380.919497916573-1193.31268130123i | 0.77981 | -0.40999 | 0.465314098295746+52.8200816954877i | 882.839474444552-2924.93868246166i | 48.25 | 3055.2695 | 882.8395 | -2924.9387
48.5 | 0.8033 | -0.38774 | 0.963835389580476+48.7335950592037i | 0.71124 | -0.45828 | -0.647961076571981+64.0160029595352i | 0.71518 | -0.42324 | 3.55760189514548+61.2850626138348i | 0.17017 | 0.0090122 | 486.014320571514-31.035741002966i | 0.963835389580476+48.7335950592037i | -17516.5760880132-7685.28565023746i | 377.796148137607-1186.03735109794i | 0.77797 | -0.41174 | 0.412926160685063+53.1437610317351i | 849.52437052594-2939.14034105026i | 48.5 | 3059.4505 | 849.5244 | -2939.1403
48.75 | 0.80104 | -0.39025 | 0.892121838081345+49.1521656188211i | 0.70903 | -0.45938 | -0.661395440610305+64.3613685848178i | 0.71333 | -0.4245 | 3.52509025104556+61.6081364189985i | 0.17034 | 0.0091272 | 485.370456956918-31.3647876313901i | 0.892121838081345+49.1521656188211i | -17322.4736047882-7542.82919657651i | 375.683178671085-1177.3203338926i | 0.7755 | -0.41355 | 0.39826626255526+53.5396785769596i | 883.127487255213-2912.50103914803i | 48.75 | 3043.4481 | 883.1275 | -2912.501
49 | 0.79916 | -0.39223 | 0.840260159475924+49.4922031567366i | 0.70735 | -0.4604 | -0.696988462614759+64.6346494466853i | 0.71178 | -0.42548 | 3.50648661425334+61.8731437641919i | 0.17026 | 0.0090516 | 485.687272146783-31.1375043975414i | 0.840260159475924+49.4922031567366i | -17134.5260155175-7371.76235930081i | 368.15877757696-1168.93117863047i | 0.7738 | -0.41562 | 0.297321640236463+53.8714049208349i | 811.957077932403-2890.0862697923i | 49 | 3001.9782 | 811.9571 | -2890.0863
49.25 | 0.79685 | -0.39445 | 0.795478551404702+49.8956811775509i | 0.70513 | -0.46141 | -0.701541455460599+64.9775687890582i | 0.70985 | -0.42672 | 3.48075022438521+62.2066550176314i | 0.17029 | 0.0091577 | 485.543623938779-31.4891230443354i | 0.795478551404702+49.8956811775509i | -17026.255759743-7290.13640462007i | 367.691569570278-1165.41760875705i | 0.77127 | -0.41702 | 0.326788417642867+54.2459006822202i | 872.047047593219-2882.03539887907i | 49.25 | 3011.0786 | 872.047 | -2882.0354
49.5 | 0.79483 | -0.39667 | 0.726041114766631+50.2680590912995i | 0.70335 | -0.46248 | -0.739621958252037+65.2679016778338i | 0.70834 | -0.42776 | 3.44835270753384+62.4717701974439i | 0.17034 | 0.009294 | 485.30856629171-31.9348057167371i | 0.726041114766631+50.2680590912995i | -16757.6349369173-7102.86572607055i | 360.920918383509-1152.45365406638i | 0.7693 | -0.41919 | 0.228138692883131+54.6144778465557i | 816.15481343745-2837.88983816092i | 49.5 | 2952.9185 | 816.1548 | -2837.8898
49.75 | 0.79239 | -0.39867 | 0.708376735144101+50.6686027110917i | 0.70119 | -0.46324 | -0.717488641369367+65.5911211917517i | 0.70643 | -0.4288 | 3.44290382816418+62.7898958445773i | 0.17031 | 0.0093019 | 485.4175303089-31.9739348824943i | 0.708376735144101+50.6686027110917i | -16639.2733797463-7038.73570445912i | 361.838001536823-1149.61865721782i | 0.76707 | -0.42061 | 0.229937949233734+54.9601835007827i | 831.219486174017-2860.57693248868i | 49.75 | 2978.8968 | 831.2195 | -2860.5769
50 | 0.79043 | -0.40093 | 0.623723063772452+51.0396612365701i | 0.69935 | -0.46441 | -0.768510445418942+65.8957918435302i | 0.70483 | -0.42992 | 3.40575642187987+63.0742683735114i | 0.17035 | 0.0093007 | 485.269262744754-31.9534521185131i | 0.623723063772452+51.0396612365701i | -16420.582568565-6844.0256871408i | 353.994864897917-1138.48124582545i | 0.76498 | -0.42257 | 0.160145742915466+55.3276048303311i | 814.445589146957-2817.31824008949i | 50 | 2932.6786 | 814.4456 | -2817.3182
50.25 | 0.78815 | -0.40283 | 0.598870741122164+51.4170664501442i | 0.6973 | -0.46519 | -0.75818637251217+66.2072717700733i | 0.70303 | -0.43087 | 3.40209521193654+63.3721272426082i | 0.17049 | 0.0094021 | 484.769606768542-32.2488961621346i | 0.598870741122164+51.4170664501442i | -16258.5009961531-6739.068402575i | 351.819509387928-1131.55563442601i | 0.76292 | -0.42406 | 0.136836161673336+55.6605543790155i | 805.392089318744-2825.8428669906i | 50.25 | 2938.3744 | 805.3921 | -2825.8429
50.5 | 0.786 | -0.4051 | 0.524196157407982+51.8091949306772i | 0.69526 | -0.4662 | -0.780544889388781+66.53145271444i | 0.70131 | -0.43216 | 3.34691876427465+63.6841077001698i | 0.17053 | 0.009536 | 484.582626027589-32.6900880131583i | 0.524196157407982+51.8091949306772i | -16151.1801245229-6668.20383380667i | 352.936086416692-1128.33714552177i | 0.76061 | -0.42582 | 0.0994420548979589+56.0400106521049i | 828.004427162385-2807.73347276231i | 50.5 | 2927.2784 | 828.0044 | -2807.7335
50.75 | 0.78385 | -0.40685 | 0.500650694611146+52.1636932401473i | 0.69343 | -0.4671 | -0.800891794285677+66.8215752767447i | 0.69959 | -0.43303 | 3.34498308490912+63.9682272117907i | 0.17051 | 0.0094932 | 484.657414319901-32.5506831596465i | 0.500650694611146+52.1636932401473i | -15964.6227442354-6522.1307571858i | 345.522261866544-1119.82990502527i | 0.75875 | -0.42762 | 0.0249190643834049+56.3729060546685i | 761.164615553412-2798.03061266823i | 50.75 | 2899.715 | 761.1646 | -2798.0306
51 | 0.78154 | -0.40909 | 0.434823956289165+52.5709364755746i | 0.69129 | -0.46812 | -0.821176309866221+67.1608290515442i | 0.69778 | -0.4341 | 3.32232843335582+64.2782619842406i | 0.17058 | 0.0095586 | 484.393002327634-32.7465894661129i | 0.434823956289165+52.5709364755746i | -15744.7940167321-6368.83076553639i | 341.094188558415-1108.5214181072i | 0.75633 | -0.42912 | 0.0192093868759973+56.7484742098422i | 797.218965642375-2773.64424496752i | 51 | 2885.9419 | 797.219 | -2773.6442
51.25 | 0.77963 | -0.41097 | 0.374773993172712+52.9106666376845i | 0.68945 | -0.469 | -0.841590268705917+67.452518280372i | 0.69618 | -0.43516 | 3.28567789410114+64.5616171667479i | 0.1704 | 0.0096301 | 484.9927945004-33.0611356950969i | 0.374773993172712+52.9106666376845i | -15690.0535994753-6295.5474797527i | 340.294911756626-1107.42266970749i | 0.75444 | -0.43106 | -0.072878912605342+57.0951576672979i | 750.590068749795-2758.85194203742i | 51.25 | 2859.1344 | 750.5901 | -2758.8519
51.5 | 0.77727 | -0.41283 | 0.347748444792676+53.296804804427i | 0.68746 | -0.46984 | -0.849951497654346+67.7635548028636i | 0.69432 | -0.43607 | 3.28511662505652+64.8692081114115i | 0.17059 | 0.0096697 | 484.339327151774-33.1236048983149i | 0.347748444792676+53.296804804427i | -15502.6808795944-6127.99698394148i | 332.593937272565-1099.14311236749i | 0.75213 | -0.43233 | -0.0638328394218044+57.4441808049118i | 763.223870460803-2747.55392650758i | 51.5 | 2851.5896 | 763.2239 | -2747.5539
51.75 | 0.77518 | -0.41488 | 0.278021254827504+53.6701750100147i | 0.68559 | -0.47079 | -0.879527092613521+68.0652552287352i | 0.69266 | -0.43728 | 3.22929603371206+65.1685761364289i | 0.17054 | 0.009742 | 484.481092162017-33.3890398539731i | 0.278021254827504+53.6701750100147i | -15414.4539554428-6054.26395699794i | 332.322690341042-1097.53702629026i | 0.74994 | -0.43424 | -0.138073952063657+57.8236527630225i | 742.735798103941-2721.37849050186i | 51.75 | 2820.9143 | 742.7358 | -2721.3785
52 | 0.77316 | -0.41698 | 0.1960742158485+54.0367023168499i | 0.68371 | -0.47165 | -0.898334919491566+68.3638923228531i | 0.69113 | -0.43842 | 3.17395208812551+65.4484410198975i | 0.17048 | 0.0096573 | 484.71577057434-33.1234985173802i | 0.1960742158485+54.0367023168499i | -15302.5102477498-6007.33607512375i | 335.750211535487-1093.72168163337i | 0.74784 | -0.43571 | -0.168991019810204+58.1642459636582i | 783.01806571279-2712.64234426366i | 52 | 2823.3926 | 783.0181 | -2712.6423
52.25 | 0.77056 | -0.41862 | 0.202069505893542+54.4368211772104i | 0.68148 | -0.47251 | -0.902070470169352+68.7106054666561i | 0.68901 | -0.43911 | 3.21469218909477+65.7796503637051i | 0.17069 | 0.0097487 | 483.935919385448-33.3495614616194i | 0.202069505893542+54.4368211772104i | -15051.0694672242-5794.47468924879i | 322.45599350592-1079.39882709083i | 0.74546 | -0.43722 | -0.18937066545752+58.5408329019135i | 730.077189405783-2688.39577827534i | 52.25 | 2785.7646 | 730.0772 | -2688.3958
52.5 | 0.76853 | -0.42039 | 0.151678913936301+54.7837741079031i | 0.6796 | -0.47331 | -0.91549596697796+69.0078439767394i | 0.68749 | -0.44006 | 3.1806478853477+66.0452041516572i | 0.17051 | 0.0098324 | 484.538616094999-33.7077604231252i | 0.151678913936301+54.7837741079031i | -14907.24370924-5762.38704855842i | 324.658299367175-1072.38723036819i | 0.74359 | -0.43879 | -0.250764349932677+58.8610827476814i | 717.596388553216-2686.63457585513i | 52.5 | 2780.8182 | 717.5964 | -2686.6346
52.75 | 0.76613 | -0.42238 | 0.100458246867914+55.1874678939194i | 0.67776 | -0.47427 | -0.955042870859234+69.3083352227376i | 0.68569 | -0.44115 | 3.14440053318046+66.3607787767404i | 0.17066 | 0.0098973 | 484.002105571238-33.8690856530632i | 0.100458246867914+55.1874678939194i | -14735.6317473199-5582.62834918626i | 315.580963975256-1067.12480590881i | 0.74126 | -0.44021 | -0.268664053271731+59.2276032652257i | 724.298802270747-2675.19399506164i | 52.75 | 2771.5107 | 724.2988 | -2675.194
53 | 0.76418 | -0.42407 | 0.0491765260761031+55.5207841453072i | 0.67576 | -0.47504 | -0.961105591737182+69.6219333457639i | 0.68418 | -0.44205 | 3.11568000849229+66.6231772193747i | 0.17066 | 0.0098965 | 484.00644521546-33.8669195377963i | 0.0491765260761031+55.5207841453072i | -14574.8947673276-5592.49402136313i | 320.898874632804-1056.58715826601i | 0.73949 | -0.4419 | -0.354804157882156+59.5449830020586i | 694.993359275987-2667.20884194136i | 53 | 2756.269 | 694.9934 | -2667.2088
53.25 | 0.7617 | -0.42593 | 0.0123771114383104+55.9253430983259i | 0.67376 | -0.4758 | -0.966604583613788+69.9364522028536i | 0.68222 | -0.44307 | 3.09497259303184+66.9560757123374i | 0.17076 | 0.0099493 | 483.639095625561-34.0056753207536i | 0.0123771114383104+55.9253430983259i | -14488.6413910464-5455.37355439561i | 315.566740014652-1056.13162688928i | 0.73696 | -0.44313 | -0.339869366380181+59.924398299342i | 721.429274191923-2658.22559948468i | 53.25 | 2754.3826 | 721.4293 | -2658.2256
53.5 | 0.75978 | -0.4277 | -0.0544819562463959+56.2618797856191i | 0.67192 | -0.47668 | -0.998428007617052+70.2343141677373i | 0.68066 | -0.44398 | 3.06444328938414+67.227062646344i | 0.17061 | 0.010036 | 484.112144735031-34.359581491959i | -0.0544819562463959+56.2618797856191i | -14364.102146087-5352.07166104841i | 312.168805342352-1049.12088018185i | 0.73503 | -0.44482 | -0.420556193201455+60.2633063929312i | 688.584905088811-2632.17925164987i | 53.5 | 2720.7567 | 688.5849 | -2632.1793
53.75 | 0.75739 | -0.42937 | -0.0797877256804209+56.6451965906985i | 0.66989 | -0.47757 | -1.02494964567328+70.5599861683901i | 0.67875 | -0.44487 | 3.05869381372515+67.5469543310229i | 0.17065 | 0.0099748 | 484.000671144489-34.1360170639058i | -0.0797877256804209+56.6451965906985i | -14195.7068829137-5226.39520530466i | 304.896997216153-1040.89852263547i | 0.7328 | -0.44605 | -0.428492779297871+60.6080892304912i | 691.022093860938-2628.89276995103i | 53.75 | 2718.1959 | 691.0221 | -2628.8928
54 | 0.75532 | -0.43124 | -0.152688577460445+57.0056759745417i | 0.66807 | -0.47828 | -1.03630046447015+70.8490336065105i | 0.67727 | -0.44595 | 2.99627831169354+67.8184577383393i | 0.1707 | 0.010065 | 483.785484840862-34.422615747534i | -0.152688577460445+57.0056759745417i | -14089.9876396738-5203.95626340403i | 309.689000753008-1037.58299856713i | 0.73057 | -0.44765 | -0.483749765602838+60.9773398951316i | 697.865999589796-2594.03092536827i | 54 | 2686.2638 | 697.866 | -2594.0309
54.25 | 0.75307 | -0.43264 | -0.161862231368748+57.3571705362381i | 0.66604 | -0.47903 | -1.04555761421073+71.1699301663913i | 0.67541 | -0.44671 | 3.00201823260232+68.1239388562599i | 0.17071 | 0.010161 | 483.709109671325-34.7413700673885i | -0.161862231368748+57.3571705362381i | -13960.5177808442-5119.86509859851i | 304.75351866776-1030.19435936119i | 0.72863 | -0.44892 | -0.519206235749705+61.2917317272793i | 666.239704136075-2606.16956856173i | 54.25 | 2689.9805 | 666.2397 | -2606.1696
54.5 | 0.75072 | -0.4346 | -0.231556449304855+57.7575037679598i | 0.6643 | -0.47983 | -1.0763633573444+71.4524333402246i | 0.67366 | -0.44766 | 2.97173653077502+68.4275646366801i | 0.17076 | 0.010199 | 483.531496374359-34.8516671458149i | -0.231556449304855+57.7575037679598i | -13825.971306412-4886.57609353435i | 293.42203606435-1027.66912346543i | 0.72623 | -0.4504 | -0.553135656956862+61.6760707828777i | 657.650468153654-2578.70442965703i | 54.5 | 2661.2442 | 657.6505 | -2578.7044
54.75 | 0.7487 | -0.43611 | -0.272362704886262+58.0901699515346i | 0.66212 | -0.48049 | -1.06934166426871+71.793059519506i | 0.67204 | -0.44857 | 2.93960437151321+68.7091926549226i | 0.1708 | 0.010262 | 483.377914178323-35.0500112139023i | -0.272362704886262+58.0901699515346i | -13718.3362761897-4971.75490385194i | 303.571444162803-1018.78339313826i | 0.72429 | -0.45177 | -0.603520276339768+61.9970867239159i | 664.402208252629-2574.55859443568i | 54.75 | 2658.9062 | 664.4022 | -2574.5586
55 | 0.74636 | -0.43776 | -0.310884386188089+58.4706966338668i | 0.66042 | -0.48143 | -1.12455845561357+72.0778165460258i | 0.67014 | -0.44955 | 2.91093507603384+69.0366278079779i | 0.17102 | 0.01031 | 482.595790994676-35.1202130797601i | -0.310884386188089+58.4706966338668i | -13608.0364324991-4766.54883315713i | 289.461399872679-1017.37647327594i | 0.72182 | -0.45301 | -0.60961575279143+62.3771689532911i | 658.777378825261-2538.59524823186i | 55 | 2622.6806 | 658.7774 | -2538.5952
55.25 | 0.74433 | -0.43938 | -0.368093622154355+58.8122232009505i | 0.65843 | -0.48211 | -1.13072631859378+72.3924990744621i | 0.66876 | -0.45038 | 2.87289046306829+69.2806351072828i | 0.17081 | 0.010348 | 483.317952559076-35.3395638089149i | -0.368093622154355+58.8122232009505i | -13412.4894347794-4798.80686201397i | 296.965861239104-1004.32166749201i | 0.72 | -0.45454 | -0.690043179087017+62.6943736453812i | 646.150249814308-2528.80396614905i | 55.25 | 2610.0497 | 646.1502 | -2528.804
55.5 | 0.74183 | -0.44075 | -0.368837870729883+59.1948048009917i | 0.65658 | -0.48288 | -1.15720967104981+72.692741902393i | 0.66678 | -0.45117 | 2.87486925092065+69.6084972209104i | 0.17087 | 0.010405 | 483.071421392749-35.5055259651581i | -0.368837870729883+59.1948048009917i | -13284.6783745152-4639.5639585425i | 285.266735088419-1000.86217045905i | 0.71769 | -0.45556 | -0.68102056645205+63.0436690237414i | 634.162438748581-2525.2970981143i | 55.5 | 2603.7065 | 634.1624 | -2525.2971
55.75 | 0.73991 | -0.44265 | -0.470372235753525+59.5432242794859i | 0.65464 | -0.48357 | -1.1699889711663+73.0039189805057i | 0.66523 | -0.45221 | 2.81451815926565+69.8909721841526i | 0.17094 | 0.010622 | 482.756472026344-36.212071169828i | -0.470372235753525+59.5432242794859i | -13241.5019174822-4578.1984435441i | 288.209064269987-998.695691473089i | 0.71576 | -0.45722 | -0.776350614854779+63.3828391635203i | 623.536943643915-2522.6148804167i | 55.75 | 2598.535 | 623.5369 | -2522.6149
56 | 0.73733 | -0.44394 | -0.460084749718678+59.9318918927172i | 0.65246 | -0.4843 | -1.17993365221667+73.3514738415985i | 0.66329 | -0.45288 | 2.82739964014658+70.2081686466541i | 0.17092 | 0.010476 | 482.87994547634-35.7267851054267i | -0.460084749718678+59.9318918927172i | -13017.416418849-4535.51223429789i | 285.122627729146-985.325897622275i | 0.71352 | -0.45825 | -0.775810425833958+63.7250283472821i | 618.678839934776-2521.73742784596i | 56 | 2596.5214 | 618.6788 | -2521.7374
56.25 | 0.73544 | -0.44569 | -0.550231194537325+60.2673727813479i | 0.65082 | -0.48502 | -1.21212392892157+73.620986585765i | 0.66185 | -0.45398 | 2.74905216619156+70.4778343189579i | 0.17104 | 0.010616 | 482.42362021464-36.1504796324335i | -0.550231194537325+60.2673727813479i | -12971.4421513957-4485.86487195838i | 287.07560551464-985.610008022791i | 0.71121 | -0.4596 | -0.814933863741087+64.0958541148379i | 645.915520456994-2467.04033590197i | 56.25 | 2550.1951 | 645.9155 | -2467.0403
56.5 | 0.73325 | -0.44701 | -0.572519561217773+60.6138475247526i | 0.64896 | -0.48582 | -1.24853417066506+73.9264178035394i | 0.66014 | -0.45457 | 2.75838200733412+70.7585367020653i | 0.17086 | 0.010527 | 483.07620592346-35.9246420290432i | -0.572519561217773+60.6138475247526i | -12777.1006304672-4351.3980467808i | 277.410868243661-973.864111792005i | 0.70943 | -0.46078 | -0.863395777308719+64.3898109037845i | 609.056451295539-2478.22256956905i | 56.5 | 2551.9673 | 609.0565 | -2478.2226
56.75 | 0.73092 | -0.44854 | -0.613510094714277+60.9905680911033i | 0.64719 | -0.48636 | -1.25211819805734+74.2078979578i | 0.6584 | -0.45556 | 2.70993771008705+71.0677228242861i | 0.17095 | 0.010705 | 482.689382896882-36.4904767346624i | -0.613510094714277+60.9905680911033i | -12743.0840853687-4285.88574025695i | 277.033520205485-977.504538857254i | 0.70695 | -0.46204 | -0.8852199893691+64.7786880584364i | 608.526064127878-2449.97386697561i | 56.75 | 2524.416 | 608.5261 | -2449.9739
57 | 0.72909 | -0.45008 | -0.688864486848912+61.3070604892753i | 0.6452 | -0.48712 | -1.28018965748355+74.5324222376237i | 0.65693 | -0.45623 | 2.6928765178518+71.3193442820938i | 0.17088 | 0.010696 | 482.911129056147-36.487147426251i | -0.688864486848912+61.3070604892753i | -12571.7792966685-4216.05426096886i | 275.732466842222-962.909528449294i | 0.7052 | -0.46325 | -0.94282348292927+65.0713575991631i | 614.908485276383-2436.91923244202i | 57 | 2513.3022 | 614.9085 | -2436.9192
57.25 | 0.72659 | -0.45145 | -0.704123552951438+61.6961817568723i | 0.6434 | -0.48776 | -1.30023861424588+74.8239260091467i | 0.65488 | -0.45713 | 2.67160063303501+71.6693292958578i | 0.17105 | 0.010688 | 482.36549331369-36.3883316465396i | -0.704123552951438+61.6961817568723i | -12546.8660507836-4087.35885957473i | 267.401805415357-967.894258924766i | 0.70272 | -0.46429 | -0.939593230086554+65.4499257407364i | 608.355109523281-2429.53516183852i | 57.25 | 2504.5433 | 608.3551 | -2429.5352
57.5 | 0.7246 | -0.4529 | -0.762238602544629+62.0274005617266i | 0.64142 | -0.48841 | -1.31414910897914+75.1438957366466i | 0.65353 | -0.45797 | 2.6215118035726+71.9123993133761i | 0.17092 | 0.010801 | 482.757404433329-36.8258973772974i | -0.762238602544629+62.0274005617266i | -12364.2337675842-4146.45420117419i | 275.97220700503-954.259926999937i | 0.7009 | -0.4658 | -1.03489514323877+65.7700664697654i | 586.667952759911-2412.17420283984i | 57.5 | 2482.4914 | 586.668 | -2412.1742
57.75 | 0.72233 | -0.45419 | -0.785662270605972+62.3846465012904i | 0.63969 | -0.48918 | -1.3589216181721+75.4324061530166i | 0.65174 | -0.45866 | 2.61469204728519+72.2149061836061i | 0.17094 | 0.010776 | 482.67326099435-36.7299065112543i | -0.785662270605972+62.3846465012904i | -12226.6146455326-3991.75385940502i | 264.253510996787-948.676306985853i | 0.69884 | -0.4667 | -1.04029517190582+66.0876977505604i | 582.665961352635-2411.32801658302i | 57.75 | 2480.7262 | 582.666 | -2411.328
58 | 0.72018 | -0.45568 | -0.843778916725701+62.7397423517568i | 0.63763 | -0.48959 | -1.33726208691627+75.7559265399185i | 0.65004 | -0.45953 | 2.57563006171709+72.5134716433154i | 0.1709 | 0.010997 | 482.735896926266-37.4999191782604i | -0.843778916725701+62.7397423517568i | -12215.3784184886-3991.11304780813i | 270.657433845646-948.737596861128i | 0.69658 | -0.46801 | -1.0906848579814+66.454547160812i | 581.400878089608-2396.19095704641i | 58 | 2465.7165 | 581.4009 | -2396.191
58.25 | 0.718 | -0.45695 | -0.873317079160038+63.0860648850211i | 0.63592 | -0.49047 | -1.40022845665797+76.0475709875149i | 0.64839 | -0.46025 | 2.55434532299005+72.7960727687529i | 0.17086 | 0.010907 | 482.895146643844-37.2085420366256i | -0.873317079160038+63.0860648850211i | -12024.559501074-3885.23290514115i | 261.605917494548-938.347946546324i | 0.69471 | -0.46902 | -1.12391065156505+66.7548153226216i | 569.649414601227-2395.99352812901i | 58.25 | 2462.78 | 569.6494 | -2395.9935
58.5 | 0.71577 | -0.45851 | -0.939047743971157+63.4567119101894i | 0.63403 | -0.4909 | -1.39206702306398+76.3480945911119i | 0.64656 | -0.46114 | 2.51693854375399+73.116168916614i | 0.17088 | 0.010989 | 482.79232571824-37.4789854551177i | -0.939047743971157+63.4567119101894i | -12051.6633506995-3793.15440983497i | 261.064924832012-944.036112802174i | 0.69223 | -0.47025 | -1.15516903521911+67.1488943390053i | 572.3632576047-2368.85136268829i | 58.5 | 2437.0179 | 572.3633 | -2368.8514
58.75 | 0.71372 | -0.45958 | -0.955980230683007+63.7768113294132i | 0.63225 | -0.49181 | -1.45974683799898+76.6523081161706i | 0.64502 | -0.46186 | 2.48739605321753+73.3847256387929i | 0.17087 | 0.010931 | 482.839232795711-37.2862606508006i | -0.955980230683007+63.7768113294132i | -11838.8523128055-3784.36678796269i | 257.549947491559-929.563928622747i | 0.69063 | -0.47129 | -1.20952510585407+67.4157038102149i | 551.811722241546-2380.2513187002i | 58.75 | 2443.3773 | 551.8117 | -2380.2513
59 | 0.71136 | -0.4611 | -1.01337034776612+64.1617903871785i | 0.63053 | -0.49213 | -1.44224067586395+76.9237994817082i | 0.64329 | -0.46263 | 2.45914269476251+73.6852270237379i | 0.17089 | 0.011029 | 482.756525361323-37.6093702778208i | -1.01337034776612+64.1617903871785i | -11812.6868935415-3641.53756918172i | 253.949782997717-934.14746314561i | 0.68818 | -0.47222 | -1.20614584527508+67.7912118198842i | 574.179809622436-2364.54082911904i | 59 | 2433.2562 | 574.1798 | -2364.5408
59.25 | 0.70944 | -0.46229 | -1.05650123926858+64.4731741536683i | 0.62846 | -0.49294 | -1.48828374020207+77.2694851997878i | 0.64182 | -0.46342 | 2.41482704058986+73.9471740341566i | 0.17098 | 0.011171 | 482.379877007227-38.050508976009i | -1.05650123926858+64.4731741536683i | -11618.22124913-3708.63956842495i | 258.890012978542-916.670858040585i | 0.68633 | -0.47352 | -1.2861592039964+68.1056003826172i | 556.609952805295-2333.36274688789i | 59.25 | 2398.8323 | 556.61 | -2333.3627
59.5 | 0.707 | -0.46355 | -1.08143959104179+64.8562310121805i | 0.62694 | -0.49344 | -1.50769924370234+77.5202478986715i | 0.63991 | -0.46416 | 2.39776877421745+74.2735900580325i | 0.17114 | 0.011142 | 481.855876000294-37.8809114092078i | -1.08143959104179+64.8562310121805i | -11584.3676337777-3518.12207506889i | 246.735490778283-923.051597542122i | 0.68406 | -0.47435 | -1.28237610138591+68.4539434196726i | 548.823704819756-2341.30730392441i | 59.5 | 2404.7718 | 548.8237 | -2341.3073
59.75 | 0.70499 | -0.46495 | -1.14964682989317+65.1934536541797i | 0.62478 | -0.49394 | -1.5048113790586+77.8688872199318i | 0.63847 | -0.46496 | 2.34617359872795+74.5331197562152i | 0.17133 | 0.011385 | 481.089898054255-38.6142640686864i | -1.14964682989317+65.1934536541797i | -11431.3097190356-3581.20409744314i | 257.059578989619-909.050416993168i | 0.68211 | -0.47568 | -1.36487559751234+68.784933655396i | 546.450223506807-2321.9986601747i | 59.75 | 2385.432 | 546.4502 | -2321.9987
60 | 0.70287 | -0.46597 | -1.16562592675118+65.5226620427952i | 0.62317 | -0.49471 | -1.56499671416459+78.1427292326175i | 0.63675 | -0.46555 | 2.34062213844251+74.8240663468348i | 0.17137 | 0.011316 | 480.98727469564-38.3635414411075i | -1.16562592675118+65.5226620427952i | -11302.8149281624-3445.47533065761i | 244.4282336777-903.357506171318i | 0.68012 | -0.47651 | -1.37841416358913+69.0977513243777i | 528.40482657138-2304.18888197006i | 60 | 2364.0004 | 528.4048 | -2304.1889
60.25 | 0.70053 | -0.46731 | -1.21134643033381+65.8997687226249i | 0.62107 | -0.4951 | -1.54997682062791+78.4810269700967i | 0.63495 | -0.46639 | 2.29833856173035+75.142000951505i | 0.17134 | 0.011506 | 481.00976257909-39.0160131879747i | -1.21134643033381+65.8997687226249i | -11267.056042332-3457.02214290891i | 250.490132679935-902.28492178097i | 0.67775 | -0.47763 | -1.41553153470285+69.4755769506364i | 533.810450776956-2293.41177394939i | 60.25 | 2354.7168 | 533.8105 | -2293.4118
60.5 | 0.69849 | -0.46834 | -1.23638633597996+66.2213542552507i | 0.61934 | -0.49588 | -1.61016437603625+78.7765483798864i | 0.6334 | -0.46692 | 2.29164268053306+75.4065064258398i | 0.17137 | 0.011416 | 480.958438618742-38.7006295444767i | -1.23638633597996+66.2213542552507i | -11066.4656131324-3364.47770164169i | 241.520178681729-888.61553564213i | 0.67594 | -0.47852 | -1.44887570366904+69.7675451338824i | 517.52119436949-2277.52927122573i | 60.5 | 2335.5872 | 517.5212 | -2277.5293
60.75 | 0.69625 | -0.46972 | -1.29712884066581+66.5883711118819i | 0.61759 | -0.49622 | -1.60225412713667+79.0602994429254i | 0.6316 | -0.46779 | 2.2421795536813+75.7260462486667i | 0.17158 | 0.011547 | 480.184772215132-39.0444980821307i | -1.29712884066581+66.5883711118819i | -11096.1413510319-3289.95119503946i | 241.877504586031-895.606837806048i | 0.67364 | -0.47946 | -1.4674227986726+70.1306303755768i | 534.505119243452-2274.22173348247i | 60.75 | 2336.1893 | 534.5051 | -2274.2217
61 | 0.69439 | -0.47088 | -1.352110148457+66.8962101626005i | 0.61582 | -0.49698 | -1.66155784226991+79.3621563109478i | 0.63021 | -0.46851 | 2.19684110148849+75.9749774997754i | 0.17145 | 0.011579 | 480.624549675595-39.213504386422i | -1.352110148457+66.8962101626005i | -10935.8851157469-3277.9578810209i | 241.0278420891-883.243878531097i | 0.67192 | -0.48063 | -1.54709057124689+70.4230900502877i | 514.663146402026-2259.25896169162i | 61 | 2317.1382 | 514.6631 | -2259.259
61.25 | 0.69197 | -0.47193 | -1.36435989252157+67.2709948287766i | 0.61409 | -0.4973 | -1.6539459085024+79.6431268448379i | 0.62835 | -0.46905 | 2.19865105351305+76.2893681690226i | 0.17145 | 0.011599 | 480.594193154684-39.2796692552806i | -1.36435989252157+67.2709948287766i | -10881.4406413196-3151.13497198495i | 233.981870023397-884.988820411659i | 0.66964 | -0.48129 | -1.53200413352912+70.7715745882622i | 515.608268294085-2259.37750385173i | 61.25 | 2317.4638 | 515.6083 | -2259.3775
61.5 | 0.69017 | -0.47335 | -1.4603798191804+67.5834375091851i | 0.61205 | -0.49799 | -1.69417531627545+79.9860938354742i | 0.62696 | -0.46993 | 2.12466889307513+76.5471447254907i | 0.17149 | 0.011751 | 480.388490750027-39.7688417455672i | -1.4603798191804+67.5834375091851i | -10767.4495971833-3200.13282657802i | 241.568981893257-872.71041401389i | 0.66778 | -0.48259 | -1.62713500831625+71.0923730912456i | 522.871730430976-2232.19812533078i | 61.5 | 2292.6193 | 522.8717 | -2232.1981
61.75 | 0.68775 | -0.47427 | -1.45855822063217+67.9534619658247i | 0.61047 | -0.49852 | -1.72632451401708+80.2522320294496i | 0.62507 | -0.47053 | 2.11788205885169+76.8703089657368i | 0.17152 | 0.011686 | 480.341950223199-39.5402535676862i | -1.45855822063217+67.9534619658247i | -10692.8305608651-3071.34369131391i | 230.689467760051-874.445279400595i | 0.66562 | -0.48328 | -1.62362033895677+71.4268117907349i | 505.607941072358-2239.08083113549i | 61.75 | 2295.4569 | 505.6079 | -2239.0808
62 | 0.68565 | -0.47545 | -1.51123610836808+68.2945961880929i | 0.60844 | -0.49898 | -1.73470629879249+80.5877206307469i | 0.62356 | -0.47137 | 2.05340897268522+77.1447318127502i | 0.17154 | 0.011809 | 480.210400445667-39.9418762916378i | -1.51123610836808+68.2945961880929i | -10581.598680347-3157.66824737371i | 241.137345242725-865.157246102903i | 0.6635 | -0.48445 | -1.69316743598614+71.7782608733547i | 504.619837643825-2211.27985189087i | 62 | 2268.1269 | 504.6198 | -2211.2799
62.25 | 0.68348 | -0.47636 | -1.52444301783321+68.6336697450363i | 0.60697 | -0.49962 | -1.78930930781636+80.840111499655i | 0.6218 | -0.4718 | 2.06338840749935+77.441297689359i | 0.17153 | 0.011775 | 480.259058788017-39.8331711694011i | -1.52444301783321+68.6336697450363i | -10482.2979627209-2957.57930211757i | 223.557382926321-863.602267495044i | 0.66161 | -0.48516 | -1.70845641335555+72.0771599781075i | 470.679843472165-2217.58751203441i | 62.25 | 2266.9878 | 470.6798 | -2217.5875
62.5 | 0.68133 | -0.47777 | -1.60950807882954+68.9952127601517i | 0.60483 | -0.49992 | -1.77104719563356+81.1898415843019i | 0.62025 | -0.47266 | 1.99551626707136+77.7255029313666i | 0.17163 | 0.011975 | 479.817835826775-40.4552363555001i | -1.60950807882954+68.9952127601517i | -10413.2421876648-3007.36358258937i | 235.260839142144-857.036828799643i | 0.65938 | -0.48614 | -1.7484518367822+72.4380541175865i | 514.964407458611-2197.84726570735i | 62.5 | 2257.3704 | 514.9644 | -2197.8473
62.75 | 0.67943 | -0.47866 | -1.63772554170511+69.2961994658359i | 0.60333 | -0.50068 | -1.84785638393426+81.4524684411612i | 0.6187 | -0.47323 | 1.9719728289852+77.9955789439653i | 0.17158 | 0.011996 | 479.996100721905-40.5519022566729i | -1.63772554170511+69.2961994658359i | -10304.0534656247-2910.01374049244i | 224.664647270327-851.516403444642i | 0.65768 | -0.48707 | -1.80711091119885+72.7206750866663i | 474.561936377273-2192.01299283949i | 62.75 | 2242.7951 | 474.5619 | -2192.013
63 | 0.67701 | -0.47973 | -1.66668681830892+69.679768232938i | 0.60135 | -0.50095 | -1.83193030105328+81.7785278609022i | 0.61689 | -0.474 | 1.92752014104177+78.31758537326i | 0.17169 | 0.011993 | 479.625473354528-40.4891948192218i | -1.66668681830892+69.679768232938i | -10250.2642475513-2938.72499621885i | 231.280409545275-850.374926379647i | 0.65535 | -0.48786 | -1.8187077760238+73.0878846524708i | 495.390374239795-2189.64253800792i | 63 | 2244.9824 | 495.3904 | -2189.6425
63.25 | 0.67517 | -0.48084 | -1.73101105543809+69.9845224299372i | 0.59961 | -0.50174 | -1.90850223964585+82.0802667392927i | 0.61549 | -0.47466 | 1.87944894192935+78.5685680639086i | 0.17154 | 0.01207 | 480.081598368616-40.8147755876629i | -1.73101105543809+69.9845224299372i | -10100.8947393868-2896.82638853303i | 227.188634027132-838.412127415347i | 0.65356 | -0.48889 | -1.88989874029426+73.3904088074772i | 483.446666372064-2160.45653843298i | 63.25 | 2213.8864 | 483.4467 | -2160.4565
63.5 | 0.6728 | -0.48179 | -1.74934448767642+70.3561784329127i | 0.59789 | -0.50201 | -1.90305972969353+82.3655011975079i | 0.61361 | -0.47526 | 1.86212139221271+78.8966669819824i | 0.17161 | 0.012057 | 479.848694750294-40.7390171980756i | -1.74934448767642+70.3561784329127i | -10089.4378107252-2819.48164476719i | 223.984286161208-843.000709359463i | 0.65146 | -0.48959 | -1.90361342105703+73.7219671687205i | 474.84061163243-2186.67393237952i | 63.5 | 2237.6364 | 474.8406 | -2186.6739
63.75 | 0.6709 | -0.48305 | -1.83622217703135+70.6786717925389i | 0.59579 | -0.50266 | -1.94840213304119+82.7238662185994i | 0.61212 | -0.47593 | 1.81566400255144+79.1637041948892i | 0.17164 | 0.012263 | 479.652331554124-41.4138978885789i | -1.83622217703135+70.6786717925389i | -9953.20397902997-2801.00204619689i | 224.825797230448-828.415430595644i | 0.64949 | -0.49065 | -1.97439134051732+74.0513870424415i | 483.577285505692-2151.70079495074i | 63.75 | 2205.3715 | 483.5773 | -2151.7008
64 | 0.67405 | -0.49018 | -2.96122340674687+70.5677912122137i | 0.5994 | -0.50903 | -3.07095419909834+82.3153925953448i | 0.61531 | -0.48249 | 0.639357677892189+78.9144851178666i | 0.17017 | 0.012358 | 484.570398777101-42.4532881884198i | -2.96122340674687+70.5677912122137i | -9982.97305294848-2619.47169026955i | 215.022904238251-851.796665570653i | 0.6491 | -0.4925 | -2.22779912623502+74.184866990712i | 1018.10237895221-1658.1228344053i | 64 | 1945.7399 | 1018.1024 | -1658.1228
64.25 | 0.66643 | -0.48485 | -1.88097982480276+71.3845417374735i | 0.59234 | -0.50354 | -1.99837695826634+83.3104033288845i | 0.60855 | -0.47725 | 1.74792504871423+79.7946133718947i | 0.1716 | 0.012192 | 479.810281085819-41.1928729082269i | -1.88097982480276+71.3845417374735i | -9867.30636902884-2736.2650721591i | 221.273443529999-829.565491866518i | 0.64546 | -0.49213 | -2.02610771153414+74.7000859902116i | 472.412673975077-2176.872911447i | 64.25 | 2227.5434 | 472.4127 | -2176.8729
64.5 | 0.6645 | -0.48582 | -1.93014222668028+71.6986679533496i | 0.59088 | -0.50412 | -2.05510046266458+83.5633172704212i | 0.60715 | -0.47774 | 1.72221284701161+80.0413501181043i | 0.17141 | 0.012219 | 480.449748520088-41.3784360775905i | -1.93014222668028+71.6986679533496i | -9744.45751440877-2617.23277457465i | 211.917385100282-823.533681940879i | 0.64358 | -0.49282 | -2.0527860599734+75.0025199345451i | 469.832406092031-2151.19701970242i | 64.5 | 2201.9062 | 469.8324 | -2151.197
64.75 | 0.66231 | -0.4868 | -1.97124980902318+72.0510406425484i | 0.58877 | -0.50429 | -2.02854260852452+83.9146280623552i | 0.60538 | -0.4784 | 1.68382053254594+80.3557064349616i | 0.17146 | 0.012312 | 480.222416449296-41.66347316214i | -1.97124980902318+72.0510406425484i | -9729.40503351957-2671.51003842725i | 221.219985224108-821.174826892063i | 0.64129 | -0.49382 | -2.10965795228908+75.3794081932751i | 458.694500144302-2130.27527148248i | 64.75 | 2179.0992 | 458.6945 | -2130.2753
65 | 0.66003 | -0.48774 | -2.00468886489876+72.4162396146028i | 0.58729 | -0.50496 | -2.10051137931545+84.1739604320734i | 0.60371 | -0.47903 | 1.64629009282083+80.6529258644697i | 0.17134 | 0.012426 | 480.568948923849-42.1020214541605i | -2.00468886489876+72.4162396146028i | -9610.71610895588-2534.80129247252i | 208.910657821158-819.098752469662i | 0.63961 | -0.49446 | -2.13887112084262+75.6527293284195i | 450.03874129425-2177.70836991236i | 65 | 2223.724 | 450.0387 | -2177.7084
65.25 | 0.65794 | -0.48864 | -2.04209540801398+72.7518563955476i | 0.58535 | -0.50518 | -2.09002341252286+84.5008687979714i | 0.60216 | -0.47953 | 1.62288628414696+80.9276794783158i | 0.17143 | 0.012367 | 480.291874149836-41.8602495934113i | -2.04209540801398+72.7518563955476i | -9512.89815536225-2550.53416192978i | 213.778495140363-810.548478957826i | 0.63733 | -0.49535 | -2.18361999913683+76.0247084706245i | 438.614305730742-2124.2703149931i | 65.25 | 2169.0797 | 438.6143 | -2124.2703
65.5 | 0.65626 | -0.48967 | -2.11719490383454+73.0362492559742i | 0.58369 | -0.50592 | -2.17141493104002+84.7942876138127i | 0.60071 | -0.48018 | 1.57023597892497+81.1899384725792i | 0.17151 | 0.012542 | 479.964961533011-42.4107854802183i | -2.11719490383454+73.0362492559742i | -9434.43796883655-2494.3317706143i | 208.433958965144-803.34312376734i | 0.63566 | -0.49625 | -2.25496055751052+76.3068806258753i | 431.570940702031-2108.20745629176i | 65.5 | 2151.9275 | 431.5709 | -2108.2075
65.75 | 0.65392 | -0.49031 | -2.10957663929341+73.3974347519376i | 0.58193 | -0.50594 | -2.1337877300209+85.0868090013026i | 0.59891 | -0.48056 | 1.57446131518417+81.502452834624i | 0.17166 | 0.012599 | 479.420710183161-42.526560727066i | -2.10957663929341+73.3974347519376i | -9397.17441102476-2453.50488386394i | 208.225942237655-804.338674391818i | 0.63345 | -0.49678 | -2.25289051272481+76.657165533357i | 416.495104552095-2105.93405675792i | 65.75 | 2146.7246 | 416.4951 | -2105.9341
66 | 0.65198 | -0.49139 | -2.18473162445159+73.7215904862002i | 0.58004 | -0.50653 | -2.18832689968871+85.4161787797244i | 0.59745 | -0.48125 | 1.51315823614019+81.7692100029464i | 0.17176 | 0.012783 | 478.992844681631-43.0897773696689i | -2.18473162445159+73.7215904862002i | -9269.08166739741-2444.37412594273i | 208.77385623339-792.659992315077i | 0.63147 | -0.49778 | -2.33142749214326+76.9912245961986i | 410.387494783524-2070.01814356677i | 66 | 2110.3064 | 410.3875 | -2070.0181
66.25 | 0.64986 | -0.49212 | -2.203502087512+74.0583943579477i | 0.57866 | -0.50686 | -2.2136464595262+85.6533726061559i | 0.59583 | -0.48172 | 1.49266844708801+82.055862832547i | 0.17163 | 0.01269 | 479.478948515007-42.8451277344755i | -2.203502087512+74.0583943579477i | -9226.39322696645-2349.30029991453i | 201.917273628546-795.89985883176i | 0.62957 | -0.49833 | -2.34592503673346+77.2977432959187i | 396.936959920168-2078.65425416067i | 66.25 | 2116.2142 | 396.937 | -2078.6543
66.5 | 0.6477 | -0.49311 | -2.25952847105331+74.4129812397318i | 0.57645 | -0.50718 | -2.21847006121342+86.0314871765371i | 0.59423 | -0.48234 | 1.44579648767875+82.3446595419309i | 0.17181 | 0.012793 | 478.818199516058-43.096758570128i | -2.25952847105331+74.4129812397318i | -9095.64645701222-2401.53611702048i | 209.46313272923-782.118310502917i | 0.62748 | -0.49905 | -2.3805033158804+77.6385360718732i | 428.414281383104-2061.67572046493i | 66.5 | 2105.7174 | 428.4143 | -2061.6757
66.75 | 0.64589 | -0.49382 | -2.29029789542522+74.7046838866207i | 0.57514 | -0.50775 | -2.28645619041873+86.2654802819358i | 0.59283 | -0.48285 | 1.40984437870043+82.5960898153715i | 0.17183 | 0.012869 | 478.737161138848-43.3440127142892i | -2.29029789542522+74.7046838866207i | -9004.3051775201-2324.85293551229i | 201.356789813856-778.798563374161i | 0.62585 | -0.49979 | -2.4362380420754+77.9130051623201i | 394.378503765523-2054.84747528445i | 66.75 | 2092.351 | 394.3785 | -2054.8475
67 | 0.64359 | -0.49459 | -2.31306093939284+75.0711565897452i | 0.57315 | -0.50783 | -2.25757010394129+86.6024015093665i | 0.59102 | -0.48329 | 1.39726996823687+82.9152150910078i | 0.17196 | 0.012945 | 478.264337852302-43.5335941778232i | -2.31306093939284+75.0711565897452i | -8962.70382442318-2311.41285040311i | 204.183399549133-776.271216108281i | 0.62356 | -0.50038 | -2.44748709105257+78.2813320128726i | 397.874175635117-2040.90694872932i | 67 | 2079.328 | 397.8742 | -2040.9069
67.25 | 0.64186 | -0.49553 | -2.38340170238224+75.3623516999031i | 0.57166 | -0.50854 | -2.34853192586946+86.8689552384515i | 0.58958 | -0.4838 | 1.36086616843219+83.1754551725498i | 0.172 | 0.013047 | 478.085651152285-43.8503066855985i | -2.38340170238224+75.3623516999031i | -8877.16117530219-2189.91814783052i | 192.654527399053-770.900233528568i | 0.62188 | -0.50119 | -2.5152399664566+78.5655965993292i | 375.977899526214-2023.80606225553i | 67.25 | 2058.434 | 375.9779 | -2023.8061
67.5 | 0.63945 | -0.49618 | -2.38697837415361+75.7427626840857i | 0.5697 | -0.5086 | -2.32039214833684+87.2031343834595i | 0.58776 | -0.48434 | 1.32948315748482+83.4993012427882i | 0.17199 | 0.013052 | 478.090092270972-43.8705971287579i | -2.38697837415361+75.7427626840857i | -8821.00781389032-2239.21773362179i | 199.853168777683-768.535312527878i | 0.61966 | -0.50165 | -2.51303161419787+78.9213012931785i | 393.636812541839-2030.17826091161i | 67.5 | 2067.9878 | 393.6368 | -2030.1783
67.75 | 0.63774 | -0.4972 | -2.47436009124175+76.0340131491409i | 0.56811 | -0.50917 | -2.3873041831133+87.4851709449013i | 0.58641 | -0.48496 | 1.26941751939013+83.7496657999515i | 0.17193 | 0.013103 | 478.285242647946-44.0722699746703i | -2.47436009124175+76.0340131491409i | -8754.60201902596-2187.11478424498i | 196.795841904291-763.020642465339i | 0.61796 | -0.50246 | -2.58221379402272+79.2105234654908i | 397.469199215109-2013.2006903454i | 67.75 | 2052.0621 | 397.4692 | -2013.2007
68 | 0.63574 | -0.49777 | -2.48517532295749+76.3526699913157i | 0.56646 | -0.50924 | -2.36881439740124+87.7697531372172i | 0.58478 | -0.48538 | 1.24949694857977+84.0395422337804i | 0.17179 | 0.013072 | 478.766832207532-44.0404274470906i | -2.48517532295749+76.3526699913157i | -8754.68159531923-2202.26574135541i | 200.686454146954-764.760089962423i | 0.6159 | -0.5029 | -2.5843423120447+79.5420577944312i | 403.879128197889-1998.97862353476i | 68 | 2039.371 | 403.8791 | -1998.9786
68.25 | 0.6336 | -0.49864 | -2.53733322683202+76.7028291695426i | 0.5646 | -0.50996 | -2.45857328504938+88.1009440533511i | 0.58311 | -0.48602 | 1.19433898182717+84.344215198231i | 0.17184 | 0.013194 | 478.534606561183-44.4202326174371i | -2.53733322683202+76.7028291695426i | -8623.32587598666-2162.01808994281i | 194.900511534315-755.210454605331i | 0.61384 | -0.50384 | -2.66605742993803+79.8914232759053i | 373.042975033673-1972.14638625157i | 68.25 | 2007.1179 | 373.043 | -1972.1464
68.5 | 0.63155 | -0.49926 | -2.55539526508366+77.0329918004952i | 0.56306 | -0.51011 | -2.45822276223526+88.3699969465451i | 0.58157 | -0.48631 | 1.19121382020909+84.6170924939428i | 0.17168 | 0.013147 | 479.08743681836-44.3462411119843i | -2.55539526508366+77.0329918004952i | -8562.7574804111-2092.36560373174i | 191.020482103769-753.65543474652i | 0.6121 | -0.50426 | -2.67829699419297+80.1751720043496i | 367.432995767289-1993.28834902523i | 68.5 | 2026.8709 | 367.433 | -1993.2883
68.75 | 0.62932 | -0.50006 | -2.59694706553846+77.3961817785862i | 0.56119 | -0.51037 | -2.47081324401352+88.6962196615561i | 0.57986 | -0.48702 | 1.12224373458712+84.9321946621644i | 0.17169 | 0.01307 | 479.091147176054-44.0828896925419i | -2.59694706553846+77.3961817785862i | -8513.53679461233-2149.06363314924i | 198.566968788894-751.191356340781i | 0.60994 | -0.50491 | -2.71481979150445+80.5324153085575i | 383.822496804498-1985.27088299194i | 68.75 | 2022.0337 | 383.8225 | -1985.2709
69 | 0.62772 | -0.50092 | -2.67148949096506+77.667403908133i | 0.55974 | -0.51084 | -2.52982393184436+88.9546607436988i | 0.57851 | -0.48745 | 1.08881042122222+85.1773595567894i | 0.17156 | 0.013225 | 479.427414772565-44.6644366721896i | -2.67148949096506+77.667403908133i | -8482.55621576616-2050.57302728055i | 191.073640299082-749.118035042578i | 0.60826 | -0.50558 | -2.7708812346073+80.8163866423202i | 374.525737050985-1962.47896146746i | 69 | 1997.8972 | 374.5257 | -1962.479
69.25 | 0.62529 | -0.50147 | -2.67174674223969+78.0550714317561i | 0.55791 | -0.51105 | -2.53797132785093+89.2764776514718i | 0.57674 | -0.4879 | 1.06257952332668+85.494740817497i | 0.17165 | 0.013231 | 479.1403946848-44.6397408491088i | -2.67174674223969+78.0550714317561i | -8362.53484352181-2045.67955186701i | 191.158592584899-742.951672931774i | 0.60611 | -0.50598 | -2.77160683187128+81.1670467248789i | 379.38133508273-1962.56756124835i | 69.25 | 1998.9001 | 379.3813 | -1962.5676
69.5 | 0.62373 | -0.50234 | -2.75174378274374+78.3215971320632i | 0.55643 | -0.51157 | -2.60559129676794+89.5421462545714i | 0.57546 | -0.4885 | 0.995109209584305+85.7348003146538i | 0.17177 | 0.0134 | 478.636221215775-45.1384291782097i | -2.75174378274374+78.3215971320632i | -8309.68157497082-2018.11869485828i | 189.473362986581-738.109114047781i | 0.60445 | -0.50674 | -2.84428660255723+81.4506366168494i | 376.453340181649-1934.293733071i | 69.5 | 1970.586 | 376.4533 | -1934.2937
69.75 | 0.62148 | -0.50291 | -2.76490147361125+78.6834331049592i | 0.55455 | -0.51174 | -2.6091348717629+89.8738562919588i | 0.57361 | -0.48885 | 0.986500640094623+86.0643799417617i | 0.17171 | 0.013337 | 478.896286941855-44.9657341330046i | -2.76490147361125+78.6834331049592i | -8271.5366541895-1993.51787932644i | 188.39735782363-736.539673275218i | 0.60235 | -0.5073 | -2.87416803835552+81.7988066808246i | 357.705555673312-1937.6845379351i | 69.75 | 1970.425 | 357.7056 | -1937.6845
70 | 0.61953 | -0.50374 | -2.82988428260126+79.008982363026i | 0.55295 | -0.5122 | -2.66686080348688+90.159670149991i | 0.57224 | -0.48946 | 0.918444757526762+86.3195110787002i | 0.17188 | 0.013447 | 478.259680482646-45.2382756335304i | -2.82988428260126+79.008982363026i | -8143.31029303875-1966.91837986048i | 187.031343117187-727.562276675357i | 0.60058 | -0.50795 | -2.93047329132721+82.0982306455678i | 363.251955268237-1926.37227137465i | 70 | 1960.3219 | 363.252 | -1926.3723
70.25 | 0.61762 | -0.5043 | -2.85550026407858+79.3212660293339i | 0.55129 | -0.5123 | -2.66288968590159+90.4534593486619i | 0.57057 | -0.48987 | 0.892641134809737+86.6231899002397i | 0.17171 | 0.013421 | 478.848226553138-45.2454436096428i | -2.85550026407858+79.3212660293339i | -8175.57041178521-1973.27410624303i | 189.908303553371-731.122055660501i | 0.59866 | -0.50832 | -2.93911303945894+82.4141735828439i | 376.218681573567-1927.51087079006i | 70.25 | 1963.8836 | 376.2187 | -1927.5109
70.5 | 0.61549 | -0.5051 | -2.91268935311083+79.6747501380027i | 0.54955 | -0.51283 | -2.73396113604669+90.7661587903306i | 0.56896 | -0.49036 | 0.848947354881086+86.9175477315044i | 0.17182 | 0.013589 | 478.380282466733-45.7422565778298i | -2.91268935311083+79.6747501380027i | -8054.8448406574-1891.74330880664i | 182.214475124826-723.287566427491i | 0.59673 | -0.50913 | -3.01772969838363+82.7456533556746i | 343.473966351268-1917.649891121i | 70.5 | 1948.1672 | 343.474 | -1917.6499
70.75 | 0.61375 | -0.50568 | -2.94895374051186+79.9621856250985i | 0.54802 | -0.51307 | -2.75789815887394+91.04012601251i | 0.56762 | -0.49075 | 0.815380377085652+87.163325561955i | 0.17169 | 0.013616 | 478.793336852436-45.9019398754885i | -2.94895374051186+79.9621856250985i | -7993.86690281905-1885.36682044011i | 182.581894859603-718.453370785814i | 0.59495 | -0.50956 | -3.04166370365654+83.0426666286237i | 350.872283628588-1892.60750277307i | 70.75 | 1924.857 | 350.8723 | -1892.6075
71 | 0.61146 | -0.50642 | -2.99555958827369+80.3397143924877i | 0.54617 | -0.51342 | -2.79884450485716+91.3726011474542i | 0.56585 | -0.49135 | 0.755497012430769+87.4895084037541i | 0.17177 | 0.013604 | 478.532681424258-45.8179469812752i | -2.99555958827369+80.3397143924877i | -7915.89561843555-1879.56183292263i | 183.094342087069-714.21726468022i | 0.59288 | -0.51022 | -3.09831070431142+83.3917853785672i | 344.822234311554-1897.17010874168i | 71 | 1928.2523 | 344.8222 | -1897.1701
71.25 | 0.60985 | -0.50715 | -3.06207581634477+80.6120184552457i | 0.54468 | -0.51367 | -2.82816221476264+91.6398755837632i | 0.56454 | -0.49176 | 0.71498986001317+87.7302778442405i | 0.17196 | 0.013831 | 477.776800447974-46.469674284054i | -3.06207581634477+80.6120184552457i | -7876.52510886757-1831.96669067311i | 181.190043025929-710.395700817872i | 0.59128 | -0.51072 | -3.14020389257843+83.6632598732412i | 352.762269699224-1884.69288481855i | 71.25 | 1917.4224 | 352.7623 | -1884.6929
71.5 | 0.60753 | -0.50768 | -3.07868035307262+80.9915782260443i | 0.54296 | -0.514 | -2.86965437435211+91.9497210247378i | 0.56277 | -0.49222 | 0.676186139843403+88.0558337330747i | 0.17182 | 0.013701 | 478.313575470482-46.1136609599301i | -3.07868035307262+80.9915782260443i | -7792.76322846849-1811.55254251656i | 178.815529955006-707.728150634601i | 0.58919 | -0.51128 | -3.1818273388236+84.0152401365683i | 331.796864682572-1886.95061637836i | 71.5 | 1915.8997 | 331.7969 | -1886.9506
71.75 | 0.60581 | -0.50842 | -3.14717316956065+81.2833056174346i | 0.54141 | -0.51445 | -2.93615475701206+92.2306541883494i | 0.56143 | -0.49283 | 0.598895233781851+88.3077216028862i | 0.17193 | 0.013889 | 477.875428205023-46.6827083742678i | -3.14717316956065+81.2833056174346i | -7715.51233102038-1812.90502872173i | 179.120886003087-701.330963955972i | 0.58746 | -0.51185 | -3.23562911594657+84.3114439282299i | 344.689788812129-1861.90945089471i | 71.75 | 1893.5464 | 344.6898 | -1861.9095
72 | 0.60383 | -0.50903 | -3.18960020653592+81.6117679686806i | 0.53893 | -0.51428 | -2.88335320944306+92.6754886929351i | 0.55977 | -0.49328 | 0.556820943126661+88.6136102435487i | 0.17144 | 0.013738 | 479.580177205201-46.4449601264737i | -3.18960020653592+81.6117679686806i | -7703.45623429799-1988.04319386502i | 198.811216111616-690.777640438895i | 0.58527 | -0.51191 | -3.19597985997263+84.6703408585552i | 445.922981725771-1829.21115582452i | 72 | 1882.7801 | 445.923 | -1829.2112
72.25 | 0.60184 | -0.50972 | -3.24562560416396+81.9454806248383i | 0.53805 | -0.51503 | -3.0101750427618+92.8397340309184i | 0.55821 | -0.49373 | 0.51249325229383+88.9007354406186i | 0.17203 | 0.013974 | 477.493771234362-46.9110749435872i | -3.24562560416396+81.9454806248383i | -7622.2909715573-1754.26330850498i | 176.065584578084-695.856425241028i | 0.58364 | -0.51305 | -3.34850195617834+84.9632279086977i | 318.568701874975-1846.82737852521i | 72.25 | 1874.1018 | 318.5687 | -1846.8274
72.5 | 0.60006 | -0.51017 | -3.27030767457162+82.2398517774557i | 0.53631 | -0.51516 | -3.02049425765185+93.1546910944901i | 0.55672 | -0.49404 | 0.488683701009531+89.1747833841362i | 0.17181 | 0.013953 | 478.227311189756-46.957777582788i | -3.27030767457162+82.2398517774557i | -7592.6667748982-1783.3852703195i | 179.218190733527-691.526045144535i | 0.58178 | -0.51339 | -3.36505979262197+85.2762747105214i | 329.587851981579-1824.88138345028i | 72.5 | 1854.4056 | 329.5879 | -1824.8814
72.75 | 0.59784 | -0.51097 | -3.34147033873377+82.6137989635686i | 0.53462 | -0.51571 | -3.10858488439758+93.463185945523i | 0.55489 | -0.49467 | 0.413948128562128+89.5173428640207i | 0.17194 | 0.013934 | 477.788388436523-46.8225737728268i | -3.34147033873377+82.6137989635686i | -7545.99650073185-1724.36495753478i | 173.786165487431-691.792471142266i | 0.57978 | -0.51404 | -3.43080796656887+85.6195676345172i | 324.841167194214-1833.53250052692i | 72.75 | 1862.0857 | 324.8412 | -1833.5325
73 | 0.59607 | -0.51152 | -3.38423861464176+82.9104755166858i | 0.53315 | -0.51588 | -3.13104230107633+93.7315978067737i | 0.55377 | -0.49507 | 0.365494417471702+89.7259898390732i | 0.17207 | 0.014113 | 477.27865729656-47.3481133594248i | -3.38423861464176+82.9104755166858i | -7398.85482367655-1715.99411122142i | 174.481102827786-679.659341655401i | 0.57812 | -0.5145 | -3.47495742544661+85.9030825297898i | 323.523943541418-1807.81502990828i | 73 | 1836.5356 | 323.5239 | -1807.815
73.25 | 0.59399 | -0.51217 | -3.43834969593058+83.2600126739677i | 0.5314 | -0.51633 | -3.20330562100154+94.0529590246208i | 0.55195 | -0.49556 | 0.312060613929184+90.0640257725593i | 0.17212 | 0.014127 | 477.086950021413-47.3652676095962i | -3.43834969593058+83.2600126739677i | -7374.06800699271-1679.38135833235i | 170.398176565489-679.519446028608i | 0.57604 | -0.51509 | -3.53318661551435+86.2595878877808i | 311.267626017242-1794.08004026211i | 73.25 | 1820.8819 | 311.2676 | -1794.08
73.5 | 0.59234 | -0.51293 | -3.52139345295352+83.5431422855458i | 0.52995 | -0.51667 | -3.25743018249189+94.3177385710683i | 0.55061 | -0.49609 | 0.242081522307391+90.3170355686615i | 0.17223 | 0.014234 | 476.687021933993-47.6594061706202i | -3.52139345295352+83.5431422855458i | -7344.68526181185-1649.03451210568i | 169.646492287949-677.510750792013i | 0.57446 | -0.51573 | -3.61051023718655+86.5347726161988i | 308.012070642003-1791.79589488875i | 73.5 | 1818.077 | 308.0121 | -1791.7959
73.75 | 0.59021 | -0.51331 | -3.53513911677934+83.89736615391i | 0.52807 | -0.51688 | -3.28749230853537+94.6626969533375i | 0.54886 | -0.49639 | 0.220239837439392+90.6392478597963i | 0.1722 | 0.014119 | 476.844148063305-47.2954491154295i | -3.53513911677934+83.89736615391i | -7274.20387025423-1654.8554512528i | 169.175315333908-671.81476148998i | 0.57238 | -0.51611 | -3.63761224819078+86.8886453569036i | 300.193512437086-1776.06825675013i | 73.75 | 1801.2592 | 300.1935 | -1776.0683
74 | 0.58823 | -0.5141 | -3.6183588692386+84.2349289821531i | 0.52657 | -0.51727 | -3.3539424738841+94.9393120437957i | 0.54736 | -0.49705 | 0.127217936969741+90.9253442042757i | 0.17221 | 0.014287 | 476.730832163292-47.8467826665485i | -3.6183588692386+84.2349289821531i | -7223.05339897907-1624.86265397556i | 168.359507790667-670.616544967314i | 0.57058 | -0.51673 | -3.71084049750267+87.2017503781472i | 302.968893182066-1778.68580493479i | 74 | 1804.3041 | 302.9689 | -1778.6858
74.25 | 0.58624 | -0.51457 | -3.65199811043322+84.5692467746421i | 0.52478 | -0.51753 | -3.3964064186576+95.2696067958306i | 0.54587 | -0.4974 | 0.0905142474777299+91.2019421244006i | 0.17218 | 0.014278 | 476.807081574123-47.8319973435023i | -3.65199811043322+84.5692467746421i | -7107.77342786877-1623.32648326785i | 167.478682730777-660.255099269879i | 0.56878 | -0.51718 | -3.75730875823105+87.5109513604815i | 297.259300806673-1772.59125805028i | 74.25 | 1797.3433 | 297.2593 | -1772.5913
74.5 | 0.58442 | -0.51536 | -3.7418117215332+84.8831227165639i | 0.52328 | -0.5179 | -3.46207005983192+95.546072880481i | 0.54428 | -0.49794 | 0.0171492123825008+91.5022178302507i | 0.17232 | 0.014267 | 476.365069756118-47.7186527841864i | -3.7418117215332+84.8831227165639i | -7114.63130008252-1574.27317217046i | 165.030669692305-662.899595107408i | 0.5669 | -0.51775 | -3.82398214083724+87.837396062109i | 300.50587600449-1758.29973095699i | 74.5 | 1783.7942 | 300.5059 | -1758.2997
74.75 | 0.58267 | -0.51591 | -3.79740158615789+85.1799362355023i | 0.52166 | -0.51812 | -3.49984040981641+95.8464261537892i | 0.54293 | -0.49848 | -0.0595971710407995+91.758286069469i | 0.1723 | 0.014537 | 476.270916727852-48.6197092947009i | -3.79740158615789+85.1799362355023i | -7051.7955176772-1613.37815153389i | 169.567802460142-656.386381700343i | 0.56509 | -0.51824 | -3.8798053983022+88.1510497441549i | 307.259109542794-1730.29048281803i | 74.75 | 1757.3598 | 307.2591 | -1730.2905
75 | 0.58055 | -0.51652 | -3.85548906161635+85.5410337482636i | 0.52006 | -0.51857 | -3.58185315225676+96.1420676300728i | 0.54116 | -0.49882 | -0.0945808686075591+92.0887874016575i | 0.17234 | 0.014454 | 476.196887912115-48.3244316973959i | -3.85548906161635+85.5410337482636i | -7007.54190139106-1508.3363724097i | 159.238398484677-656.914093008092i | 0.56315 | -0.51875 | -3.93808051090984+88.4883197341902i | 285.555693591626-1733.17567898198i | 75 | 1756.5421 | 285.5557 | -1733.1757
75.25 | 0.57874 | -0.51718 | -3.92950963535583+85.8513198164807i | 0.51838 | -0.51896 | -3.65276550811481+96.4541363092154i | 0.53974 | -0.4994 | -0.182035218185303+92.3590436088489i | 0.1724 | 0.014664 | 475.895776443169-48.9848808900869i | -3.92950963535583+85.8513198164807i | -6932.71252057503-1525.53477387448i | 160.836862634702-649.657745950518i | 0.56143 | -0.51924 | -3.99812748906743+88.7879450965771i | 303.233029000687-1721.96114860674i | 75.25 | 1748.4566 | 303.233 | -1721.9611
75.5 | 0.57671 | -0.51781 | -3.99679556422026+86.1984826737417i | 0.51678 | -0.51932 | -3.72091262669959+96.7519409629102i | 0.53814 | -0.49982 | -0.235459462138169+92.6603384238074i | 0.17248 | 0.014676 | 475.60440698161-48.9759665821944i | -3.99679556422026+86.1984826737417i | -6868.17408049904-1459.12568139058i | 155.167221505315-646.742129888211i | 0.55948 | -0.51981 | -4.07068332627321+89.1275755043628i | 283.553939064981-1709.13752441267i | 75.5 | 1732.4993 | 283.5539 | -1709.1375
75.75 | 0.57492 | -0.51845 | -4.07180855167423+86.5059766215714i | 0.5152 | -0.51952 | -3.76088499632238+97.0470456079122i | 0.5368 | -0.50036 | -0.319087606069636+92.9145839742847i | 0.17246 | 0.014766 | 475.623249947608-49.2850727163502i | -4.07180855167423+86.5059766215714i | -6804.73168036734-1477.75642525556i | 159.093203050246-640.852067735841i | 0.55781 | -0.5203 | -4.13473760297929+89.4203575736591i | 297.33456955997-1703.88403898071i | 75.75 | 1729.6325 | 297.3346 | -1703.884
76 | 0.57292 | -0.5187 | -4.0791636017048+86.8419693333646i | 0.51348 | -0.51969 | -3.79538336531188+97.3685243100197i | 0.53515 | -0.50051 | -0.325674393315765+93.2233593616924i | 0.17237 | 0.014769 | 475.913778922147-49.3460521884482i | -4.0791636017048+86.8419693333646i | -6746.10754057431-1451.33229593001i | 155.037543037024-636.686072967353i | 0.55559 | -0.52068 | -4.17276423652795+89.8051198608486i | 262.423700851696-1653.16795742427i | 76 | 1673.8669 | 262.4237 | -1653.168
76.25 | 0.57108 | -0.51946 | -4.17601170610378+87.1621041609559i | 0.51193 | -0.52006 | -3.86853423561085+97.6576742307983i | 0.53356 | -0.50126 | -0.444857883512639+93.5268923202173i | 0.17238 | 0.014854 | 475.832112280696-49.618230040314i | -4.17601170610378+87.1621041609559i | -6748.28659259114-1475.88183746758i | 159.319029642859-638.297828109851i | 0.55395 | -0.52126 | -4.25540954590626+90.0939616090145i | 281.419773213689-1675.3481869605i | 76.25 | 1698.8198 | 281.4198 | -1675.3482
76.5 | 0.56924 | -0.51994 | -4.22902316722785+87.476576864075i | 0.51032 | -0.52042 | -3.94297885420395+97.9583026620427i | 0.53216 | -0.50158 | -0.489572319250599+93.7931838324821i | 0.1724 | 0.014878 | 475.74591502576-49.6853045447344i | -4.22902316722785+87.476576864075i | -6651.36364568525-1436.3712928147i | 154.238126563275-630.358476655766i | 0.55211 | -0.52161 | -4.29808967054881+90.41605261502i | 281.003846966126-1642.64013023779i | 76.5 | 1666.5023 | 281.0038 | -1642.6401
76.75 | 0.56724 | -0.52065 | -4.31712872965087+87.8233336545011i | 0.50878 | -0.52064 | -3.98957915011383+98.2483145717268i | 0.53046 | -0.50209 | -0.566617858583635+94.1152785990089i | 0.17247 | 0.014986 | 475.465917914032-50.0027982475357i | -4.31712872965087+87.8233336545011i | -6663.33842180102-1388.05188309912i | 153.078117111545-634.360657483555i | 0.55029 | -0.52224 | -4.39003347577808+90.7366593973302i | 265.872739433097-1663.31647117725i | 76.75 | 1684.4317 | 265.8727 | -1663.3165
77 | 0.56559 | -0.52117 | -4.38142749450408+88.1087278337423i | 0.50719 | -0.52103 | -4.07188502377329+98.5471884049665i | 0.52923 | -0.50264 | -0.657506950554933+94.3514743982465i | 0.17243 | 0.01508 | 475.544823906607-50.3351315004605i | -4.38142749450408+88.1087278337423i | -6556.50992202693-1430.09136855833i | 155.491419947422-623.499861814938i | 0.54866 | -0.52257 | -4.43238482104773+91.0231826120785i | 295.726110111873-1634.04168933738i | 77 | 1660.5861 | 295.7261 | -1634.0417
77.25 | 0.56357 | -0.5216 | -4.42831691546693+88.4547009311906i | 0.50561 | -0.52117 | -4.1052438330329+98.8453831903144i | 0.52749 | -0.50277 | -0.665554828840022+94.6799600232763i | 0.1724 | 0.015063 | 475.662151290324-50.2969243628764i | -4.42831691546693+88.4547009311906i | -6561.50490047606-1333.03014708734i | 147.782378645363-626.884763621571i | 0.54674 | -0.5229 | -4.47486328409772+91.3607880728047i | 274.64836720556-1637.72988727916i | 77.25 | 1660.5996 | 274.6484 | -1637.7299
77.5 | 0.56189 | -0.52222 | -4.51101840817301+88.7480445738491i | 0.50391 | -0.52146 | -4.17062865828943+99.1664583724663i | 0.52627 | -0.50341 | -0.775387341768542+94.9148457302405i | 0.17253 | 0.015262 | 475.098249226945-50.872258292843i | -4.51101840817301+88.7480445738491i | -6451.08003623422-1394.87117185061i | 153.95129773146-614.169941431433i | 0.54509 | -0.52345 | -4.55823664242058+91.6532455773027i | 289.970165567098-1613.57306711843i | 77.5 | 1639.4209 | 289.9702 | -1613.5731
77.75 | 0.55989 | -0.52262 | -4.55551518248255+89.0910603170433i | 0.50253 | -0.5218 | -4.24621389548117+99.4253671672305i | 0.52454 | -0.5037 | -0.815449610283558+95.2437154372471i | 0.17238 | 0.015193 | 475.650891941419-50.7373147825677i | -4.55551518248255+89.0910603170433i | -6450.51186940726-1316.58254046379i | 145.950034852332-619.816058168769i | 0.54323 | -0.52385 | -4.61536108339387+91.9813722131008i | 263.179952808516-1620.42542958932i | 77.75 | 1641.6584 | 263.18 | -1620.4254
78 | 0.55808 | -0.52264 | -4.53706337782798+89.4000538274341i | 0.50124 | -0.52173 | -4.24213898244613+99.6716449815174i | 0.52313 | -0.50369 | -0.803553176111059+95.5099503807119i | 0.1722 | 0.015377 | 476.12463885584-51.4455632613935i | -4.53706337782798+89.4000538274341i | -6402.8465402383-1267.32228446214i | 141.163082626071-619.301723366956i | 0.54106 | -0.52384 | -4.60168100695244+92.3628397646891i | 239.269950802016-1550.08525126343i | 78 | 1568.4433 | 239.27 | -1550.0853
78.25 | 0.55644 | -0.5236 | -4.68403611669023+89.6912231732812i | 0.49946 | -0.52229 | -4.36253876344368+100.008713351753i | 0.52181 | -0.50448 | -0.943789475496924+95.7660250640432i | 0.17247 | 0.015463 | 475.192787715972-51.5715593556071i | -4.68403611669023+89.6912231732812i | -6329.43798391992-1292.21928168753i | 144.221357055449-608.972830665258i | 0.53967 | -0.52451 | -4.71183680258837+92.611516385335i | 277.603575916956-1562.44097813026i | 78.25 | 1586.9107 | 277.6036 | -1562.441
78.5 | 0.55459 | -0.52408 | -4.74696836045052+90.0117067373279i | 0.49784 | -0.52229 | -4.37843073921076+100.319033793089i | 0.52022 | -0.50482 | -1.00006586108765+96.0689380338043i | 0.17245 | 0.015445 | 475.258237523616-51.5209746498148i | -4.74696836045052+90.0117067373279i | -6337.31311215321-1294.41803705202i | 147.377310947074-609.566281787895i | 0.53803 | -0.5248 | -4.7557325110496+92.9027813159526i | 293.702650934512-1583.79768407076i | 78.5 | 1610.7999 | 293.7027 | -1583.7977
78.75 | 0.55295 | -0.52442 | -4.78959693605977+90.2969479393511i | 0.49637 | -0.52269 | -4.46779660914637+100.596113236992i | 0.51897 | -0.5052 | -1.06528277050676+96.308998979579i | 0.1726 | 0.015632 | 474.666179303069-52.0454509487072i | -4.78959693605977+90.2969479393511i | -6224.79110419626-1293.42763501845i | 144.329346394621-599.888019542561i | 0.53629 | -0.52522 | -4.82244555483127+93.212278545632i | 275.223150465716-1540.03148419387i | 78.75 | 1564.4311 | 275.2232 | -1540.0315
79 | 0.55092 | -0.52498 | -4.86815016786798+90.6525851996203i | 0.49495 | -0.52286 | -4.51491999212068+100.867768836947i | 0.51733 | -0.50556 | -1.12645227726192+96.623699794561i | 0.17252 | 0.01549 | 475.006099295953-51.6280924876683i | -4.86815016786798+90.6525851996203i | -6217.38567568699-1224.3066037502i | 140.729556755673-603.77531805541i | 0.53458 | -0.52554 | -4.8738246440015+93.517539412336i | 282.309446418309-1567.21442160898i | 79 | 1592.4383 | 282.3094 | -1567.2144
79.25 | 0.54945 | -0.52544 | -4.9361903253058+90.9087148247028i | 0.4934 | -0.52309 | -4.57662493912781+101.165042585876i | 0.51626 | -0.50603 | -1.21121173863536+96.8319069993191i | 0.17265 | 0.015724 | 474.445155802453-52.318469041896i | -4.9361903253058+90.9087148247028i | -6117.49101413412-1266.76424618018i | 144.243868814207-591.403283220182i | 0.53307 | -0.52579 | -4.9132153219352+93.7871116545788i | 312.784664876126-1530.26066479606i | 79.25 | 1561.9001 | 312.7847 | -1530.2607
79.5 | 0.54759 | -0.52587 | -4.99647909265634+91.2337555565783i | 0.49213 | -0.52326 | -4.62486928559689+101.408592522718i | 0.51466 | -0.50626 | -1.24926624308323+97.1385814352886i | 0.17247 | 0.015792 | 474.997219518343-52.6487373353923i | -4.99647909265634+91.2337555565783i | -6139.87665239065-1177.52317460654i | 137.584425925232-598.412431637049i | 0.53117 | -0.52607 | -4.95939500550963+94.1278618246428i | 296.397990477569-1517.53710284083i | 79.5 | 1546.2117 | 296.398 | -1517.5371
79.75 | 0.54591 | -0.52628 | -5.057736876553+91.5296156838114i | 0.49048 | -0.52341 | -4.67457870288154+101.726511785859i | 0.51328 | -0.50666 | -1.32248688137002+97.4039285547961i | 0.17274 | 0.015976 | 473.98672966233-53.0849546179652i | -5.057736876553+91.5296156838114i | -6075.41116148176-1204.51306431816i | 140.315471271825-590.537363675032i | 0.52958 | -0.5265 | -5.03470379845264+94.4129838562461i | 294.233626881547-1513.04490381041i | 79.75 | 1541.3884 | 294.2336 | -1513.0449
80 | 0.54434 | -0.52652 | -5.08973788206427+91.8041612830559i | 0.48936 | -0.52435 | -4.87064154267368+101.931692151739i | 0.5123 | -0.50695 | -1.37645826581297+97.5928358493975i | 0.17301 | 0.015794 | 473.217099674348-52.3283380909127i | -5.08973788206427+91.8041612830559i | -5845.90410063989-1128.51044260325i | 123.859619088172-574.549412581152i | 0.52784 | -0.52686 | -5.09853981996874+94.7254998340946i | 256.406734779732-1427.70095288711i | 80 | 1450.5428 | 256.4067 | -1427.701
80.25 | 0.54239 | -0.52715 | -5.18907500574204+92.1474365635146i | 0.48762 | -0.52376 | -4.77981775653161+102.277657703266i | 0.51054 | -0.50749 | -1.47685972991196+97.9338242811138i | 0.1728 | 0.016067 | 473.731538755608-53.3459292698713i | -5.18907500574204+92.1474365635146i | -5970.37668403101-1196.37439025462i | 141.678343360595-583.639163784302i | 0.52625 | -0.52679 | -5.08550725094594+95.0118121483319i | 350.716064378967-1482.91262925678i | 80.25 | 1523.8214 | 350.7161 | -1482.9126
80.5 | 0.54086 | -0.52754 | -5.2493284642803+92.4165886052639i | 0.48637 | -0.52421 | -4.88596485498218+102.514420493589i | 0.50936 | -0.50765 | -1.50671108398526+98.1620340080372i | 0.17283 | 0.016134 | 473.614923771751-53.5504826086879i | -5.2493284642803+92.4165886052639i | -5891.19574480766-1100.54044786669i | 129.813386828934-578.740698861409i | 0.52474 | -0.52718 | -5.15621640086531+95.2841340524097i | 320.213595653974-1461.08496796398i | 80.5 | 1495.7627 | 320.2136 | -1461.085
80.75 | 0.539 | -0.528 | -5.3223150982276+92.7443301441981i | 0.48488 | -0.52418 | -4.9022925617051+102.806688368732i | 0.50776 | -0.50809 | -1.5920196262334+98.4717479089387i | 0.17282 | 0.016297 | 473.537264292362-54.0863555696767i | -5.3223150982276+92.7443301441981i | -5911.56062240626-1111.77677140914i | 134.776945156467-581.866709312875i | 0.52313 | -0.52754 | -5.22461863612258+95.5750086908138i | 329.50734789723-1490.49918916667i | 80.75 | 1526.4871 | 329.5073 | -1490.4992
81 | 0.53763 | -0.52839 | -5.38716525186392+92.9859871619557i | 0.48339 | -0.52457 | -5.0019099434639+103.090932842326i | 0.50667 | -0.50846 | -1.66384749998946+98.683841015695i | 0.17281 | 0.016387 | 473.517283790771-54.3841386208395i | -5.38716525186392+92.9859871619557i | -5825.68859488899-1128.22837848514i | 133.437162721465-571.43119837148i | 0.52156 | -0.52776 | -5.26587581545533+95.8598529668288i | 343.848232886926-1435.55148970998i | 81 | 1476.1571 | 343.8482 | -1435.5515
81.25 | 0.53562 | -0.52867 | -5.43095883541055+93.3413647335883i | 0.48218 | -0.52461 | -5.0283923350279+103.327709264405i | 0.50515 | -0.50867 | -1.70731201534479+98.9784316939686i | 0.17284 | 0.01644 | 473.375466314888-54.536493813086i | -5.43095883541055+93.3413647335883i | -5784.65333940419-1051.99652314803i | 128.485516820084-574.076866350537i | 0.51997 | -0.52801 | -5.31527867590971+96.1472492903881i | 330.654797193503-1468.60871055817i | 81.25 | 1505.3718 | 330.6548 | -1468.6087
81.5 | 0.53417 | -0.52914 | -5.5106208485947+93.5990410812755i | 0.48052 | -0.52485 | -5.10413126501086+103.649636978235i | 0.50393 | -0.50908 | -1.78838115684258+99.2150322699996i | 0.17312 | 0.016614 | 472.372491701633-54.9303507465381i | -5.5106208485947+93.5990410812755i | -5718.78665255044-1083.62470333294i | 130.616118435361-563.717078971635i | 0.51842 | -0.52804 | -5.32547435439328+96.4298617072252i | 382.113798660933-1422.93529114849i | 81.5 | 1473.3485 | 382.1138 | -1422.9353
81.75 | 0.53236 | -0.52937 | -5.54964455526831+93.9200079211567i | 0.47928 | -0.52506 | -5.16717744892774+103.891010622319i | 0.50258 | -0.50926 | -1.82760611287734+99.478799048147i | 0.17302 | 0.016699 | 472.630548521215-55.2686682926741i | -5.54964455526831+93.9200079211567i | -5649.51867037418-1017.15753347258i | 123.563166816334-561.855210695972i | 0.51686 | -0.52856 | -5.42711181611786+96.713458454774i | 328.401329887504-1440.7355476771i | 81.75 | 1477.6895 | 328.4013 | -1440.7355
82 | 0.53083 | -0.52979 | -5.62245169894761+94.1911551103273i | 0.47765 | -0.52515 | -5.21466417597276+104.210679529637i | 0.5011 | -0.50975 | -1.92798996924526+99.7658678868092i | 0.17325 | 0.016737 | 471.871473916449-55.2469082999606i | -5.62245169894761+94.1911551103273i | -5658.2451179869-1097.56659847142i | 132.307406680666-559.337107612087i | 0.51526 | -0.5286 | -5.44107489789199+97.0058017165052i | 385.036108336261-1417.61125740571i | 82 | 1468.9706 | 385.0361 | -1417.6113
82.25 | 0.52914 | -0.53014 | -5.68546519003812+94.4931531314526i | 0.47651 | -0.52543 | -5.29318585823934+104.430896951123i | 0.49989 | -0.50995 | -1.97053168554893+100.00269914966i | 0.17324 | 0.016845 | 471.816463626528-55.5986273613859i | -5.68546519003812+94.4931531314526i | -5582.57945644004-999.006389222928i | 122.510133033044-556.919293125713i | 0.51376 | -0.52891 | -5.50659330097479+97.2808245967347i | 362.356724217593-1414.56496324566i | 82.25 | 1460.2385 | 362.3567 | -1414.565
82.5 | 0.52737 | -0.53056 | -5.76105580766162+94.8077945967186i | 0.47486 | -0.52546 | -5.33006594942819+104.757092518848i | 0.49827 | -0.51036 | -2.05717237595462+100.317715750269i | 0.17328 | 0.016936 | 471.646018181677-55.8726427770404i | -5.76105580766162+94.8077945967186i | -5598.91093586579-1033.1113429479i | 127.97477520294-557.20063355557i | 0.51232 | -0.52908 | -5.54551572295886+97.5455878585348i | 407.062528444301-1445.72231413289i | 82.5 | 1501.9364 | 407.0625 | -1445.7223
82.75 | 0.52589 | -0.53096 | -5.83482331811086+95.0731099760797i | 0.47355 | -0.52594 | -5.45361345122059+105.00707130907i | 0.49724 | -0.51067 | -2.12425768296874+100.520300788469i | 0.17332 | 0.017008 | 471.470077644294-56.0795596910006i | -5.83482331811086+95.0731099760797i | -5480.42952899584-984.115722278702i | 120.059621180432-547.078998459402i | 0.51067 | -0.52932 | -5.59904554854299+97.8472486075621i | 398.842519823796-1384.36158592939i | 82.75 | 1440.6708 | 398.8425 | -1384.3616
83 | 0.52408 | -0.53129 | -5.89863606861054+95.3969396910584i | 0.47216 | -0.52576 | -5.44681106781708+105.28674632526i | 0.4957 | -0.51095 | -2.18778476804764+100.820281280291i | 0.17323 | 0.017009 | 471.739072804353-56.1365191855119i | -5.89863606861054+95.3969396910584i | -5503.23883178155-980.241307949951i | 124.279124463525-550.777848116335i | 0.50928 | -0.52956 | -5.65438766126986+98.1024178541131i | 417.262127094738-1434.4417396533i | 83 | 1493.8979 | 417.2621 | -1434.4417
83.25 | 0.52263 | -0.53166 | -5.96901137471748+95.6551792933752i | 0.47071 | -0.52617 | -5.56057529120049+105.566025490165i | 0.49459 | -0.51134 | -2.27152665536821+101.038231225907i | 0.17342 | 0.017033 | 471.136246801136-56.0985882964038i | -5.96901137471748+95.6551792933752i | -5402.31659862248-988.634042319133i | 122.009294509965-540.063229106902i | 0.50774 | -0.52973 | -5.69793592801586+98.3864516489071i | 430.822440624341-1383.01759380398i | 83.25 | 1448.5668 | 430.8224 | -1383.0176
83.5 | 0.52083 | -0.53194 | -6.02481024477247+95.9792313443316i | 0.46947 | -0.52619 | -5.59138865755284+105.814706764227i | 0.4931 | -0.51154 | -2.3215300501437+101.331190763674i | 0.1733 | 0.017082 | 471.47600890945-56.3291549061768i | -6.02481024477247+95.9792313443316i | -5401.32515348267-940.636558357197i | 119.605124831487-543.897013825845i | 0.50632 | -0.52992 | -5.74487799494735+98.6490249426676i | 438.710345203435-1420.68730876475i | 83.5 | 1486.8824 | 438.7103 | -1420.6873
83.75 | 0.51918 | -0.53226 | -6.09034811707091+96.2752009710723i | 0.46779 | -0.5263 | -5.654105533649+106.148344299713i | 0.49174 | -0.51192 | -2.40680168317584+101.597964832949i | 0.17334 | 0.017128 | 471.318996186848-56.4513128219614i | -6.09034811707091+96.2752009710723i | -5342.08435235265-984.553926451241i | 123.386681468258-535.62048596302i | 0.50489 | -0.5301 | -5.78915097920745+98.9145255730822i | 472.86166091805-1420.37085145668i | 83.75 | 1497.0142 | 472.8617 | -1420.3709
84 | 0.51751 | -0.53244 | -6.13127406086914+96.5768898099299i | 0.46673 | -0.52654 | -5.72604893487473+106.353459419891i | 0.49049 | -0.512 | -2.4334554737886+101.845355751401i | 0.17317 | 0.017272 | 471.778931912946-57.0304681499916i | -6.13127406086914+96.5768898099299i | -5287.49569031074-887.320916684027i | 112.982630747628-536.150459583513i | 0.50333 | -0.5304 | -5.86162880347188+99.2019319016492i | 426.253884971897-1422.7107478052i | 84 | 1485.193 | 426.2539 | -1422.7107
84.25 | 0.51589 | -0.53291 | -6.22432717182421+96.8689789828234i | 0.46502 | -0.52663 | -5.78638709030905+106.696212080917i | 0.48906 | -0.51246 | -2.53700254068287+102.124989843149i | 0.17324 | 0.017319 | 471.521934494692-57.1345371982023i | -6.22432717182421+96.8689789828234i | -5266.15557014688-936.298583355643i | 118.920376249062-530.5741218136i | 0.50196 | -0.53055 | -5.90290139996779+99.4566852984989i | 486.347742247795-1429.31088030462i | 84.25 | 1509.7893 | 486.3477 | -1429.3109
84.5 | 0.51438 | -0.53321 | -6.2894909634222+97.1409301021453i | 0.4638 | -0.52691 | -5.87430749021715+106.934390344316i | 0.48792 | -0.51275 | -2.60683654440037+102.348930948543i | 0.1732 | 0.01738 | 471.606080538286-57.3585731102731i | -6.2894909634222+97.1409301021453i | -5196.93273295467-907.072524120009i | 114.910199511173-525.781877894633i | 0.50043 | -0.53083 | -5.97197459430685+99.7399892644084i | 469.642033058111-1402.34961802231i | 84.5 | 1478.901 | 469.642 | -1402.3496
84.75 | 0.5126 | -0.53358 | -6.36855309945779+97.4632966813715i | 0.46228 | -0.52686 | -5.90402467563928+107.240566840443i | 0.48641 | -0.51294 | -2.6595168370138+102.648661876402i | 0.17315 | 0.017346 | 471.781878865695-57.2778380797255i | -6.36855309945779+97.4632966813715i | -5201.81337227292-874.026742274149i | 114.412842112363-526.595386165622i | 0.49914 | -0.531 | -6.01810454614033+99.981054950643i | 508.243500596025-1452.78620045462i | 84.75 | 1539.1229 | 508.2435 | -1452.7862
85 | 0.51133 | -0.53389 | -6.43503165181778+97.6922407906959i | 0.46094 | -0.5272 | -6.00781720267794+107.502649620223i | 0.48532 | -0.51328 | -2.73957919653498+102.862551936398i | 0.17332 | 0.017567 | 471.104172020562-57.883973827313i | -6.43503165181778+97.6922407906959i | -5143.06270727556-887.237589832857i | 113.053352387485-519.322361600044i | 0.49758 | -0.53129 | -6.09065436304193+100.271023775234i | 486.638871728415-1394.96912963176i | 85 | 1477.4154 | 486.6389 | -1394.9691
85.25 | 0.5095 | -0.53413 | -6.49453815886281+98.0255058443771i | 0.45957 | -0.52719 | -6.04455193802459+107.779664558814i | 0.48375 | -0.51354 | -2.81052593992124+103.175135748813i | 0.17317 | 0.017613 | 471.560411355081-58.1335463814747i | -6.49453815886281+98.0255058443771i | -5146.51219899587-876.795806763956i | 113.987515526676-522.363797517459i | 0.49621 | -0.53155 | -6.15673923089455+100.525099952712i | 503.753956444356-1453.09284783838i | 85.25 | 1537.9359 | 503.754 | -1453.0928
85.5 | 0.508 | -0.53451 | -6.57660071435632+98.2983710196138i | 0.45814 | -0.52748 | -6.14384145773405+108.062332196095i | 0.48263 | -0.51389 | -2.89487622650213+103.396239592957i | 0.17335 | 0.01772 | 470.910670123139-58.3589482798279i | -6.57660071435632+98.2983710196138i | -5055.66172571628-865.208449793904i | 111.343164954833-512.85301630266i | 0.49474 | -0.53169 | -6.20273808275683+100.801721996093i | 521.766720915685-1412.15296287116i | 85.5 | 1505.4622 | 521.7667 | -1412.153
85.75 | 0.50629 | -0.5347 | -6.62903913688441+98.611414360532i | 0.45687 | -0.52754 | -6.19174997170343+108.318734671151i | 0.48116 | -0.51411 | -2.95840271431979+103.688458938254i | 0.17321 | 0.017894 | 471.234254247726-59.0134295313093i | -6.62903913688441+98.611414360532i | -5049.36538885459-844.013002203353i | 110.154363371855-515.198419257246i | 0.49338 | -0.5321 | -6.2999128252144+101.05246371617i | 503.349531161475-1470.60539239275i | 85.75 | 1554.3619 | 503.3495 | -1470.6054
86 | 0.50461 | -0.53515 | -6.72886260839134+98.9152530091233i | 0.45539 | -0.52779 | -6.28750329811922+108.611868731207i | 0.47987 | -0.51447 | -3.04734224276209+103.943560968731i | 0.17328 | 0.017874 | 471.031779786485-58.9016337633303i | -6.72886260839134+98.9152530091233i | -4986.91304162892-815.967895926746i | 107.336429436206-509.408565909884i | 0.49191 | -0.53217 | -6.33535735577302+101.330074211908i | 549.639266515138-1448.66172475049i | 86 | 1549.427 | 549.6393 | -1448.6617
86.25 | 0.50312 | -0.53535 | -6.78237299472549+99.1888010141983i | 0.45416 | -0.52787 | -6.3412011445501+108.858971562571i | 0.47866 | -0.51475 | -3.12130840805618+104.182646320793i | 0.17329 | 0.018049 | 470.890115113966-59.4614174674321i | -6.78237299472549+99.1888010141983i | -4943.59005917181-818.03527778699i | 107.692398858542-506.307430652448i | 0.49037 | -0.53251 | -6.42317026476273+101.617889823206i | 516.37791887771-1436.57019483881i | 86.25 | 1526.5582 | 516.3779 | -1436.5702
86.5 | 0.50139 | -0.53572 | -6.87166317510839+99.5045213644659i | 0.45246 | -0.52789 | -6.39733950794426+109.205593005692i | 0.47724 | -0.51506 | -3.20568902093076+104.464349697125i | 0.17328 | 0.018162 | 470.82567725595-59.8285685299978i | -6.87166317510839+99.5045213644659i | -4905.61315958872-824.656113607819i | 109.469568445521-500.325049844423i | 0.48911 | -0.53271 | -6.482028349934+101.855630768118i | 568.448142676559-1473.83778729247i | 86.5 | 1579.6617 | 568.4481 | -1473.8378
86.75 | 0.49989 | -0.53597 | -6.93710702588244+99.7793465148105i | 0.45143 | -0.52834 | -6.52397137297364+109.402153121714i | 0.47597 | -0.5154 | -3.29497583910013+104.715748363301i | 0.17326 | 0.018202 | 470.858101123798-59.9715359886553i | -6.93710702588244+99.7793465148105i | -4863.32552116146-796.006068339862i | 104.226804640269-500.920979615001i | 0.48762 | -0.53312 | -6.58375198521581+102.131436033187i | 530.498449844957-1471.38582112815i | 86.75 | 1564.0987 | 530.4984 | -1471.3858
87 | 0.49816 | -0.53631 | -7.02360943618478+100.097145865258i | 0.44982 | -0.52814 | -6.53556420350552+109.73773647811i | 0.47446 | -0.51568 | -3.37610528394807+105.017540969178i | 0.17323 | 0.018208 | 470.97020017517-60.0153785323159i | -7.02360943618478+100.097145865258i | -4874.30304524515-815.146662414693i | 109.867634792796-500.04018046698i | 0.4862 | -0.53317 | -6.61895175334513+102.402049798065i | 593.387818768639-1491.2468565477i | 87 | 1604.9692 | 593.3878 | -1491.2469
87.25 | 0.49666 | -0.53676 | -7.12898786696841+100.369796438083i | 0.44852 | -0.52862 | -6.67725598109791+109.989811110528i | 0.47341 | -0.51608 | -3.4752716442763+105.225221809395i | 0.17335 | 0.018315 | 470.497011880131-60.2760222227949i | -7.12898786696841+100.369796438083i | -4774.11502216552-768.699078675117i | 102.982703446785-491.43318511425i | 0.48469 | -0.53364 | -6.73539511487075+102.6822869403i | 561.560333821673-1459.9502670182i | 87.25 | 1564.2266 | 561.5603 | -1459.9503
87.5 | 0.495 | -0.5369 | -7.17874670343262+100.678439323804i | 0.44711 | -0.52851 | -6.70316946595498+110.282376069173i | 0.47185 | -0.51624 | -3.53636308318448+105.538917562491i | 0.17332 | 0.018417 | 470.511359564281-60.6207136477856i | -7.17874670343262+100.678439323804i | -4794.78808399508-780.743859232479i | 105.757289858646-494.015365785158i | 0.48327 | -0.53394 | -6.81930581223017+102.948993271557i | 555.816975737902-1512.97999536103i | 87.5 | 1611.844 | 555.817 | -1512.98
87.75 | 0.49333 | -0.53719 | -7.25999099614104+100.985113904965i | 0.44557 | -0.52892 | -6.84064159844025+110.586632243343i | 0.47067 | -0.51658 | -3.62783899456257+105.77204947523i | 0.17342 | 0.018594 | 470.085530912813-61.1245039616034i | -7.25999099614104+100.985113904965i | -4669.02787727899-754.989890748648i | 99.6806418037038-481.926576308332i | 0.48175 | -0.53413 | -6.88625216333533+103.237062615915i | 561.464271569462-1481.67602597922i | 87.75 | 1584.4892 | 561.4643 | -1481.676
88 | 0.49163 | -0.53731 | -7.3108702980299+101.30242624704i | 0.44404 | -0.52875 | -6.86180258028998+110.908118223488i | 0.4693 | -0.51687 | -3.71352163534136+106.047585748247i | 0.17316 | 0.018689 | 470.846744530882-61.6113492035179i | -7.3108702980299+101.30242624704i | -4627.20836807828-796.78456235325i | 105.239470392945-476.795292886993i | 0.48025 | -0.53419 | -6.9273061431483+103.525823369913i | 591.414846603441-1484.16647093012i | 88 | 1597.6613 | 591.4148 | -1484.1665
88.25 | 0.48995 | -0.53787 | -7.44489947895789+101.609017211329i | 0.44261 | -0.52912 | -6.98968931929526+111.190613383911i | 0.46776 | -0.51726 | -3.82471446281542+106.352819251i | 0.17349 | 0.018695 | 469.791028860207-61.4014020002608i | -7.44489947895789+101.609017211329i | -4629.61541072875-757.424909232057i | 101.77545888081-478.342658706185i | 0.479 | -0.5346 | -7.03340950771208+103.75728531278i | 636.500390426457-1535.28976445557i | 88.25 | 1662.001 | 636.5004 | -1535.2898
88.5 | 0.48852 | -0.5381 | -7.5121851218859+101.873466168568i | 0.44151 | -0.52929 | -7.06632849165276+111.41164094864i | 0.46675 | -0.51743 | -3.87870973010245+106.556685392487i | 0.17358 | 0.018952 | 469.32766395659-62.1619265991697i | -7.5121851218859+101.873466168568i | -4560.71783123932-696.669128670694i | 95.1831565392185-473.704864294349i | 0.47742 | -0.53495 | -7.13453479742416+104.055476878529i | 566.039231503252-1501.99899553262i | 88.5 | 1605.1173 | 566.0392 | -1501.999
88.75 | 0.48664 | -0.53846 | -7.61678849223192+102.222447950699i | 0.43992 | -0.52942 | -7.1542765413393+111.736008548448i | 0.46518 | -0.51779 | -3.98705067719507+106.870912329349i | 0.17353 | 0.019006 | 469.436133936029-62.368022651305i | -7.61678849223192+102.222447950699i | -4530.93534870522-685.235252591553i | 94.9567066820776-471.644311395781i | 0.4761 | -0.53514 | -7.20073242650315+104.306548228441i | 638.612630468289-1555.95936078908i | 88.75 | 1681.9143 | 638.6126 | -1555.9594
89 | 0.48521 | -0.53879 | -7.70586126306312+102.485374410085i | 0.43849 | -0.52968 | -7.26264585392077+112.02246477599i | 0.46398 | -0.51816 | -4.09003058068535+107.108641673518i | 0.17353 | 0.019065 | 469.392247270431-62.5559848093909i | -7.70586126306312+102.485374410085i | -4482.49959284504-699.618043958389i | 94.994984297009-465.592353815556i | 0.47454 | -0.5357 | -7.34654976606988+104.594645311904i | 579.144596715725-1544.71058411062i | 89 | 1649.7088 | 579.1446 | -1544.7106
89.25 | 0.48337 | -0.53897 | -7.77692098835813+102.830309281538i | 0.43689 | -0.52978 | -7.34704414149933+112.350431071367i | 0.46247 | -0.51838 | -4.17025280619666+107.414648345194i | 0.17347 | 0.019068 | 469.585321954574-62.60884288118i | -7.77692098835813+102.830309281538i | -4432.88166852212-691.039239156779i | 93.4221895373801-461.414436625191i | 0.4732 | -0.53585 | -7.40757198313717+104.852369746568i | 624.802148604222-1599.65460447403i | 89.25 | 1717.3446 | 624.8021 | -1599.6546
89.5 | 0.48185 | -0.53938 | -7.88806933929745+103.109709120813i | 0.43561 | -0.53008 | -7.46245443638238+112.604878231719i | 0.46126 | -0.51885 | -4.29674225286265+107.652189040419i | 0.17357 | 0.019199 | 469.179143026618-62.9602349961228i | -7.88806933929745+103.109709120813i | -4379.47104125907-683.764751443685i | 92.5004098293109-457.085222771334i | 0.47162 | -0.53608 | -7.49038193565635+105.154256208154i | 631.199977243712-1544.17194496222i | 89.5 | 1668.1968 | 631.2 | -1544.1719
89.75 | 0.48015 | -0.53956 | -7.959742555651+103.429962554002i | 0.43405 | -0.53009 | -7.52982400955575+112.930455777989i | 0.45983 | -0.51903 | -4.36923877269899+107.942883877056i | 0.17358 | 0.019382 | 469.011218105516-63.5348865944127i | -7.959742555651+103.429962554002i | -4344.12229361489-674.547964315872i | 91.5056683745326-453.111455186248i | 0.47016 | -0.53647 | -7.60406167293052+105.427288557458i | 611.249409229744-1596.71202890802i | 89.75 | 1709.712 | 611.2494 | -1596.712
90 | 0.47839 | -0.53986 | -8.05608723995177+103.758407023369i | 0.4324 | -0.5303 | -7.64491167072912+113.267139990129i | 0.45833 | -0.51939 | -4.4819880227431+108.24326251663i | 0.17358 | 0.01948 | 468.921646255028-63.8465608320536i | -8.05608723995177+103.758407023369i | -4297.22483761154-682.503861927528i | 91.1481442193773-447.982603194295i | 0.4685 | -0.5366 | -7.67269366870985+105.74778579115i | 641.023934588868-1570.9968061586i | 90 | 1696.7447 | 641.0239 | -1570.9968
90.25 | 0.4767 | -0.54008 | -8.13862649524688+104.074895953996i | 0.43097 | -0.53041 | -7.72861443765062+113.562233010809i | 0.45705 | -0.51965 | -4.56781726121061+108.501742505218i | 0.17354 | 0.019671 | 468.937205474371-64.4921726938329i | -8.13862649524688+104.074895953996i | -4234.22296104068-656.639663166761i | 88.3349935363706-442.485022240085i | 0.46704 | -0.5371 | -7.80920997162754+106.019086389073i | 598.698559354378-1618.99140729437i | 90.25 | 1726.144 | 598.6986 | -1618.9914
90.5 | 0.47496 | -0.54032 | -8.22518368175739+104.403386833297i | 0.4294 | -0.53062 | -7.84148236728159+113.880528203793i | 0.45567 | -0.51998 | -4.6739175094098+108.779013746322i | 0.1737 | 0.019609 | 468.475177584129-64.1761441259919i | -8.22518368175739+104.403386833297i | -4157.34429880873-657.112353658564i | 86.9544957006266-435.1501769666i | 0.4656 | -0.5372 | -7.86845056955228+106.299595078931i | 646.105876426631-1619.39072053015i | 90.5 | 1743.5249 | 646.1059 | -1619.3907
90.75 | 0.47338 | -0.54064 | -8.32729652540248+104.697698308564i | 0.42805 | -0.53078 | -7.93629388899287+114.156615097702i | 0.45437 | -0.52026 | -4.76813438978633+109.040257017921i | 0.17374 | 0.01974 | 468.245079622212-64.5628797394334i | -8.32729652540248+104.697698308564i | -4127.29173281681-629.911732419333i | 84.4870287508022-432.846294465177i | 0.46406 | -0.53749 | -7.96986248077886+106.592814793278i | 633.132976562257-1609.66135244555i | 90.75 | 1729.7014 | 633.133 | -1609.6614
91 | 0.47151 | -0.5408 | -8.40662214619847+105.053317133619i | 0.42636 | -0.53077 | -8.01323670495911+114.512573475134i | 0.45269 | -0.52058 | -4.88452428921175+109.381847690915i | 0.17384 | 0.019856 | 467.838652367236-64.8595474487001i | -8.40662214619847+105.053317133619i | -4098.7916215609-665.017742802414i | 88.1711144540705-429.643329461342i | 0.46269 | -0.53778 | -8.06693465050949+106.852164575382i | 684.251615034907-1703.06075088444i | 91 | 1835.379 | 684.2516 | -1703.0608
91.25 | 0.46988 | -0.54102 | -8.49271433917432+105.361271978042i | 0.42496 | -0.53095 | -8.11679510861456+114.800859826289i | 0.45156 | -0.52088 | -4.97916693730679+109.606961409724i | 0.1739 | 0.020012 | 467.541765597377-65.3113906083941i | -8.49271433917432+105.361271978042i | -4000.25349013545-635.111549994498i | 84.0246980099092-420.427994750699i | 0.46102 | -0.53808 | -8.17623175640613+107.173071798873i | 630.389387521814-1662.66851060683i | 91.25 | 1778.1612 | 630.3894 | -1662.6685
91.5 | 0.46806 | -0.54116 | -8.56954037697317+105.709206992151i | 0.42332 | -0.53098 | -8.20232486874683+115.145884728426i | 0.44993 | -0.52108 | -5.07051731604196+109.941287403338i | 0.17379 | 0.020095 | 467.825527227929-65.656360062023i | -8.56954037697317+105.709206992151i | -3981.71859853982-642.203069782447i | 84.3454653369912-418.658530685293i | 0.45973 | -0.53839 | -8.27709370738606+107.41778545752i | 668.357111233945-1782.93379479191i | 91.5 | 1904.0888 | 668.3571 | -1782.9338
91.75 | 0.46641 | -0.54138 | -8.66031598904477+106.021146244928i | 0.42183 | -0.53109 | -8.29803213673097+115.453968176009i | 0.4486 | -0.52146 | -5.19147887401868+110.207050377439i | 0.17396 | 0.020182 | 467.213905079724-65.8048039661398i | -8.66031598904477+106.021146244928i | -3916.43237376787-655.841743152026i | 85.3479022790817-411.91408417672i | 0.45795 | -0.53846 | -8.34794072035876+107.76584543438i | 668.3057024917-1697.91072042906i | 91.75 | 1824.7009 | 668.3057 | -1697.9107
92 | 0.46468 | -0.54151 | -8.73566345177496+106.353268089337i | 0.42016 | -0.53122 | -8.40714114408883+115.802772452266i | 0.44188 | -0.52151 | -5.42527756403322+111.617095111591i | 0.17395 | 0.020425 | 467.04513912649-66.5789502835122i | -8.73566345177496+106.353268089337i | -5274.05003944459-1146.48955656284i | 140.562105317199-553.243011637927i | 0.4566 | -0.53894 | -8.48562527931575+108.016480292396i | 999.700969899041-2446.33860207261i | 92 | 2642.7211 | 999.701 | -2446.3386
92.25 | 0.4629 | -0.54168 | -8.82384363672206+106.694900525448i | 0.41869 | -0.53119 | -8.47561761035417+116.1161887084i | 0.44032 | -0.52149 | -5.47727921740413+111.948542350969i | 0.17398 | 0.020501 | 466.907769436778-66.8003448663816i | -8.82384363672206+106.694900525448i | -5286.43277576047-1076.65520994231i | 134.834517693613-556.132005061445i | 0.45503 | -0.53892 | -8.5348649935996+108.327588985131i | 1060.2521601675-2470.21280669637i | 92.25 | 2688.138 | 1060.2522 | -2470.2128
92.5 | 0.46132 | -0.54172 | -8.87999377635062+106.999891609364i | 0.41722 | -0.53118 | -8.54884574851683+116.430139895876i | 0.4386 | -0.52155 | -5.55286904855017+112.310589798864i | 0.17405 | 0.020538 | 466.660569642417-66.8650238241187i | -8.87999377635062+106.999891609364i | -5358.34142743148-1113.66086443923i | 137.877439339134-563.366246985271i | 0.45355 | -0.53941 | -8.68262936103976+108.604059251169i | 950.83271276182-2642.95000748778i | 92.5 | 2808.784 | 950.8327 | -2642.95
92.75 | 0.4594 | -0.54199 | -8.99304700474538+107.366924811236i | 0.41547 | -0.53122 | -8.64934138767581+116.799724532398i | 0.43719 | -0.52165 | -5.62501201198306+112.604826671511i | 0.1741 | 0.020685 | 466.395466722247-67.2940723144241i | -8.99304700474538+107.366924811236i | -5254.57841092028-1037.72280093955i | 130.136928109635-552.312120658386i | 0.45206 | -0.53945 | -8.74270357393085+108.899176472824i | 1075.23186042693-2680.06959388851i | 92.75 | 2887.7148 | 1075.2319 | -2680.0696
93 | 0.45777 | -0.54212 | -9.07239310956865+107.682141198937i | 0.41395 | -0.53127 | -8.74158801743774+117.122379527785i | 0.43535 | -0.52172 | -5.71079866978363+112.995611177089i | 0.17417 | 0.020854 | 466.02950943964-67.7719635402852i | -9.07239310956865+107.682141198937i | -5360.4062421845-1052.13519521777i | 131.188843319047-563.228185514744i | 0.45038 | -0.53987 | -8.88592362096944+109.218784273755i | 960.740091224198-2792.65510103466i | 93 | 2953.2938 | 960.7401 | -2792.6551
93.25 | 0.45596 | -0.54221 | -9.15163871803659+108.033837081333i | 0.4123 | -0.53141 | -8.86178780194079+117.467161408442i | 0.43386 | -0.52177 | -5.78112609495575+113.309245828317i | 0.17415 | 0.020961 | 466.02549831617-68.1285000338751i | -9.15163871803659+108.033837081333i | -5281.84492109899-1008.77554091073i | 124.024400413434-556.102615908746i | 0.44899 | -0.54001 | -8.96364637305785+109.49087186385i | 1017.04828929747-2921.7361091321i | 93.25 | 3093.6918 | 1017.0483 | -2921.7361
93.5 | 0.45413 | -0.54232 | -9.23686492242934+108.38904152064i | 0.41069 | -0.53131 | -8.92902654109864+117.819240952711i | 0.43722 | -0.52351 | -6.0196932615204+112.528446372733i | 0.17444 | 0.021129 | 464.979858852724-68.432774848158i | -9.23686492242934+108.38904152064i | -3750.16085115088-872.526289506734i | 105.394060966017-394.235195215248i | 0.44728 | -0.54029 | -9.08423113853919+109.821471702212i | 772.726237322959-2130.2369039022i | 93.5 | 2266.0572 | 772.7262 | -2130.2369
93.75 | 0.45228 | -0.54239 | -9.31512429539309+108.750485484423i | 0.40906 | -0.53134 | -9.02836349445107+118.167190929063i | 0.43589 | -0.52356 | -6.08129254139333+112.807155791194i | 0.17449 | 0.021317 | 464.660964412192-68.9834295043371i | -9.31512429539309+108.750485484423i | -3665.2758924122-809.063287949407i | 97.6802935023464-386.256640880867i | 0.44586 | -0.54056 | -9.19193250553072+110.095310003168i | 746.513044842283-2261.87934595789i | 93.75 | 2381.8858 | 746.513 | -2261.8793
94 | 0.45061 | -0.54244 | -9.386270543508+109.08024287113i | 0.40721 | -0.5312 | -9.10261003011952+118.572848308599i | 0.43411 | -0.52391 | -6.2254022030889+113.171060590372i | 0.17456 | 0.021296 | 464.458244317976-68.8607305249677i | -9.386270543508+109.08024287113i | -3652.72613895541-918.941643005664i | 108.20803089556-381.563504057802i | 0.44405 | -0.54068 | -9.28823157353243+110.452416170987i | 747.317110568795-2219.31157175802i | 94 | 2341.7572 | 747.3171 | -2219.3116
94.25 | 0.44879 | -0.54246 | -9.45833819402352+109.439508601093i | 0.40693 | -0.53168 | -9.22380504499198+118.606118197876i | 0.43279 | -0.52414 | -6.32820127051181+113.442634514525i | 0.17471 | 0.021439 | 463.898183844412-69.1978989600689i | -9.45833819402352+109.439508601093i | -3600.80983639213-814.424139947385i | 98.8326082946054-390.289373161191i | 0.44252 | -0.54113 | -9.43978755352074+110.740582542534i | 566.454963658424-2367.79240183728i | 94.25 | 2434.6072 | 566.455 | -2367.7924
94.5 | 0.44674 | -0.54245 | -9.53576473118733+109.845690996277i | 0.40524 | -0.5317 | -9.32771781082785+118.968094421051i | 0.43113 | -0.52428 | -6.42799446486181+113.790648149574i | 0.17456 | 0.021509 | 464.30841800166-69.5340856879553i | -9.53576473118733+109.845690996277i | -3536.8651203366-796.681679587181i | 96.1246543647936-385.519749375972i | 0.44082 | -0.54113 | -9.50883278066347+111.083122805298i | 609.567363739535-2457.35161708997i | 94.5 | 2531.8273 | 609.5674 | -2457.3516
94.75 | 0.45019 | -0.54435 | -9.7800418066707+109.09060191456i | 0.40362 | -0.53168 | -9.41999566282304+119.319210294263i | 0.42956 | -0.52455 | -6.55179490827535+114.11254779475i | 0.17479 | 0.021647 | 463.459359786568-69.7811202923399i | -9.7800418066707+109.09060191456i | -4586.0333150134-1475.8065194339i | 159.866167714302-442.726317177435i | 0.43985 | -0.54169 | -9.6622489584878+111.254389562361i | 635.204403533361-1633.43845457604i | 94.75 | 1752.5997 | 635.2044 | -1633.4385
95 | 0.44867 | -0.54454 | -9.87565369981766+109.383433307658i | 0.40189 | -0.53156 | -9.49963033950678+119.701043123024i | 0.4279 | -0.52463 | -6.64064797867434+114.464523070254i | 0.17459 | 0.02186 | 463.932395714773-70.6091198125876i | -9.87565369981766+109.383433307658i | -4648.42862601555-1523.09794458087i | 163.823214577083-444.562970732058i | 0.43833 | -0.54176 | -9.74084416029137+111.556076711592i | 666.76815966459-1643.4266998717i | 95 | 1773.5363 | 666.7682 | -1643.4267
95.25 | 0.44671 | -0.54466 | -9.97432369349737+109.764300090354i | 0.40021 | -0.53158 | -9.60653949748685+120.065128816014i | 0.42632 | -0.52485 | -6.75669890994625+114.793367033523i | 0.17469 | 0.021736 | 463.726840464933-70.142478336761i | -9.97432369349737+109.764300090354i | -4571.2558290654-1516.00672600314i | 162.810435688138-437.962502243688i | 0.43655 | -0.54209 | -9.88469406602353+111.901233014144i | 634.940585259389-1667.7440700807i | 95.25 | 1784.5223 | 634.9406 | -1667.7441
95.5 | 0.44506 | -0.54493 | -10.0939098536233+110.080233169212i | 0.39843 | -0.53135 | -9.66832556755618+120.465153327185i | 0.4246 | -0.52485 | -6.83635416720518+115.161492895434i | 0.17471 | 0.021857 | 463.551821133414-70.5015270964342i | -10.0939098536233+110.080233169212i | -4646.5117753597-1531.39423517058i | 165.521353636779-440.645514711065i | 0.43515 | -0.5423 | -9.98985650909636+112.174929055652i | 673.679481986975-1735.89483713526i | 95.5 | 1862.0352 | 673.6795 | -1735.8948
95.75 | 0.44318 | -0.54499 | -10.1832581673158+110.450588111208i | 0.3967 | -0.53116 | -9.73894212387586+120.854391622716i | 0.42288 | -0.52503 | -6.95443572395008+115.522452882508i | 0.1748 | 0.022017 | 463.136010917323-70.9276635929631i | -10.1832581673158+110.450588111208i | -4616.77453072289-1570.88258324346i | 169.633409617182-436.513788471991i | 0.43317 | -0.54254 | -10.1278024369512+112.564320866844i | 630.299350578125-1726.6800509914i | 95.75 | 1838.1244 | 630.2994 | -1726.6801
96 | 0.44154 | -0.54549 | -10.3501561240922+110.756113691906i | 0.39514 | -0.53088 | -9.77852568463435+121.215181776845i | 0.42144 | -0.52474 | -6.95944473090662+115.846068031679i | 0.17506 | 0.022137 | 462.238335917632-71.0965033047646i | -10.3501561240922+110.756113691906i | -4730.75234827785-1424.31304871956i | 160.421172271747-443.543409929037i | 0.43186 | -0.54288 | -10.2580434326174+112.811685801143i | 634.016849283175-1822.2854087113i | 96 | 1929.4304 | 634.0168 | -1822.2854
96.25 | 0.43958 | -0.54529 | -10.3941038164924+111.154807650337i | 0.39334 | -0.53074 | -9.867573617925+121.616496404405i | 0.41932 | -0.52503 | -7.1252673759396+116.288594136071i | 0.17471 | 0.022135 | 463.33636143154-71.3735561794951i | -10.3941038164924+111.154807650337i | -4725.9897858621-1594.1726370015i | 174.67541610065-442.951230272059i | 0.42995 | -0.54274 | -10.3198308925289+113.207100551173i | 684.31420711922-1828.74698248899i | 96.25 | 1952.5884 | 684.3142 | -1828.747
96.5 | 0.43763 | -0.54552 | -10.5255229322703+111.532514365255i | 0.39161 | -0.53051 | -9.93245391218215+122.012839380857i | 0.41791 | -0.52509 | -7.20597082970388+116.590401030064i | 0.17484 | 0.022187 | 462.87959608785-71.4278265259965i | -10.5255229322703+111.532514365255i | -4660.37573546282-1515.83241547029i | 169.257824753027-435.100453125819i | 0.4284 | -0.54316 | -10.4790184486565+113.501501713493i | 656.037940023097-1912.29694697904i | 96.5 | 2021.6986 | 656.0379 | -1912.2969
96.75 | 0.4359 | -0.54542 | -10.5834319251072+111.883059750211i | 0.38979 | -0.53015 | -9.97789631955696+122.437464088606i | 0.41599 | -0.52488 | -7.25707471965161+117.017635261944i | 0.17434 | 0.022237 | 464.418381465234-71.9934608478188i | -10.5834319251072+111.883059750211i | -4758.36446603384-1574.6750166436i | 174.487699266217-440.830747261776i | 0.42672 | -0.5431 | -10.5491177548533+113.846317621058i | 669.688854171488-1968.12292015152i | 96.75 | 2078.9399 | 669.6889 | -1968.1229
97 | 0.43383 | -0.54551 | -10.6960452863082+112.293267011729i | 0.38816 | -0.52983 | -10.0196662922016+122.82024576064i | 0.41423 | -0.525 | -7.37569087898246+117.392880760013i | 0.17435 | 0.022353 | 464.271896010928-72.3420815931883i | -10.6960452863082+112.293267011729i | -4739.97279667481-1579.14356244095i | 178.204176324611-438.819090009529i | 0.4248 | -0.54345 | -10.7179970045808+114.219720751705i | 613.371600766561-2030.66623756664i | 97 | 2121.2803 | 613.3716 | -2030.6662
97.25 | 0.43207 | -0.54566 | -10.8084250199907+112.640179255646i | 0.38634 | -0.52948 | -10.0717544430451+123.248203382738i | 0.4124 | -0.52462 | -7.38780210843013+117.813630443719i | 0.17435 | 0.022606 | 464.062177087914-73.1331830908049i | -10.8084250199907+112.640179255646i | -4879.93515185085-1521.45372597536i | 174.529259969329-447.902882222974i | 0.42344 | -0.54346 | -10.7888379743422+114.496005229855i | 672.954887385378-2172.6744287736i | 97.25 | 2274.5071 | 672.9549 | -2172.6744
97.5 | 0.43016 | -0.54552 | -10.8709272881193+113.030345257061i | 0.38465 | -0.52898 | -10.0820207938067+123.657813297875i | 0.41055 | -0.52467 | -7.49758334561304+118.214850963965i | 0.17447 | 0.022679 | 463.645260663011-73.267702519484i | -10.8709272881193+113.030345257061i | -4874.65148997966-1614.48283917572i | 184.946292353278-444.955105080789i | 0.42154 | -0.54356 | -10.908692542216+114.880677724342i | 633.479844023149-2206.22226316153i | 97.5 | 2295.3678 | 633.4798 | -2206.2223
97.75 | 0.42813 | -0.54553 | -10.9723996689715+113.440289580264i | 0.38295 | -0.52854 | -10.106033683978+124.068002671414i | 0.40902 | -0.52435 | -7.51062367121606+118.566274485303i | 0.17445 | 0.022722 | 463.665486936317-73.4181085444138i | -10.9723996689715+113.440289580264i | -4865.98172339005-1492.68583003317i | 176.602958343217-443.461249566183i | 0.4199 | -0.54371 | -11.0269985029501+115.207804662345i | 582.143139582176-2332.98372981397i | 97.75 | 2404.5174 | 582.1431 | -2332.9837
98 | 0.42613 | -0.54519 | -11.0032828328564+113.860948855134i | 0.38097 | -0.5279 | -10.1105610905351+124.558205211741i | 0.40688 | -0.52408 | -7.57222458220885+119.052527977887i | 0.17419 | 0.023013 | 464.237743389455-74.5440095906748i | -11.0032828328564+113.860948855134i | -4929.95333300428-1591.89283849729i | 185.97837874201-445.340957708025i | 0.41776 | -0.54371 | -11.1422521684933+115.647366214594i | 486.37975550514-2366.65057922436i | 98 | 2416.1126 | 486.3798 | -2366.6506
98.25 | 0.42397 | -0.54522 | -11.1209039985246+114.298258649855i | 0.37854 | -0.52409 | -9.43110981713158+125.391213344155i | 0.40532 | -0.52373 | -7.58208698105146+119.415943478012i | 0.1743 | 0.023221 | 463.708216731927-75.097950095538i | -11.1209039985246+114.298258649855i | -4918.32420430798-1817.5488332402i | 226.138970040619-408.925846499491i | 0.41609 | -0.54401 | -11.2964097872524+115.9734883088i | 542.79515053485-2607.54211455711i | 98.25 | 2663.4381 | 542.7952 | -2607.5421
98.5 | 0.42191 | -0.54488 | -11.1579915391689+114.734489055877i | 0.37713 | -0.52332 | -9.36424034409936+125.770233729935i | 0.40327 | -0.52317 | -7.5778605690538+119.902227722172i | 0.17417 | 0.023376 | 463.979457857538-75.6915928052438i | -11.1579915391689+114.734489055877i | -5066.78435523347-1829.87172149339i | 234.25062871498-421.049702332553i | 0.41419 | -0.54368 | -11.335742719485+116.383801367606i | 535.203039665544-2733.93532747762i | 98.5 | 2785.8293 | 535.203 | -2733.9353
98.75 | 0.4199 | -0.54449 | -11.1868849559654+115.166665183468i | 0.37571 | -0.5224 | -9.26152721743613+126.164933771563i | 0.40159 | -0.52281 | -7.59684462765533+120.294879588516i | 0.17412 | 0.023374 | 464.163985341315-75.7356373600037i | -11.1868849559654+115.166665183468i | -5063.35928137519-1840.55300595499i | 240.570590031277-418.263547334655i | 0.41222 | -0.54386 | -11.4847079342509+116.78111083814i | 302.440793591424-2818.1913520718i | 98.75 | 2834.3735 | 302.4408 | -2818.1914
99 | 0.41445 | -0.53722 | -9.97520025470578+116.692324660797i | 0.37421 | -0.52139 | -9.14736486255767+126.587916544849i | 0.39987 | -0.52206 | -7.53160720426119+120.724064648183i | 0.17441 | 0.023847 | 462.850963705361-76.9586843905832i | -9.97520025470578+116.692324660797i | -3153.92781094598-1759.26167498279i | 203.024687985434-301.736048104803i | 0.41041 | -0.54349 | -11.5145203975013+117.178087226422i | -1738.37854834288-1325.65713391568i | 99 | 2186.1672 | -1738.3785 | -1325.6571
99.25 | 0.41294 | -0.53656 | -9.92135546816829+117.046461668992i | 0.37295 | -0.52031 | -8.99646629192839+126.962573685065i | 0.39815 | -0.52135 | -7.4776424173284+121.152368457448i | 0.17462 | 0.023975 | 462.083592041454-77.1732308880794i | -9.92135546816829+117.046461668992i | -3221.91898328389-1843.74093441815i | 214.374396089596-304.9225764873i | 0.40841 | -0.5433 | -11.5944452331601+117.604885835602i | -1616.13472583155-1264.93806894802i | 99.25 | 2052.306 | -1616.1347 | -1264.9381
99.5 | 0.4118 | -0.53546 | -9.75101989121426+117.348390643808i | 0.37194 | -0.51949 | -8.88547369015083+127.2611004434i | 0.39661 | -0.52029 | -7.33452068830432+121.561602860596i | 0.17461 | 0.024216 | 461.893786372186-77.9279593829032i | -9.75101989121426+117.348390643808i | -3306.59351939171-1937.9526683182i | 222.928513314526-314.105694056711i | 0.40677 | -0.54291 | -11.6128065833349+117.969860807153i | -1508.28201748677-1155.85943787522i | 99.5 | 1900.2436 | -1508.282 | -1155.8594
99.75 | 0.4103 | -0.5348 | -9.69673939033381+117.705447492298i | 0.37109 | -0.51856 | -8.73565076437405+127.532713753226i | 0.39518 | -0.51974 | -7.29881641826513+121.920104636281i | 0.17472 | 0.024377 | 461.416633503466-78.3290623224953i | -9.69673939033381+117.705447492298i | -3322.93256488574-1979.50872512652i | 232.277521070954-315.417655227509i | 0.4047 | -0.54279 | -11.7151506146708+118.408637845267i | -1395.70509092332-1070.63278627448i | 99.75 | 1759.0473 | -1395.7051 | -1070.6328
100 | 0.40933 | -0.53407 | -9.59564338704134+117.952546176835i | 0.37007 | -0.51778 | -8.63651332933304+127.831852359061i | 0.39411 | -0.51885 | -7.16406536736999+122.218181633914i | 0.17476 | 0.024552 | 461.13284992242-78.8312720597861i | -9.59564338704134+117.952546176835i | -3389.41235243167-1986.29755076806i | 232.176052897014-320.54126706948i | 0.40321 | -0.54264 | -11.7776391866891+118.730830500887i | -1322.16342283593-978.552725074666i | 100 | 1644.8956 | -1322.1634 | -978.5527
100.25 | 0.40935 | -0.53591 | -9.986157222038+117.84271694862i | 0.37035 | -0.51985 | -9.09495948742531+127.599886837825i | 0.39387 | -0.52103 | -7.67301389357933+122.134615461327i | 0.17446 | 0.024671 | 461.957885788821-79.4695086549503i | -9.986157222038+117.84271694862i | -3358.40085529017-2107.84857711992i | 245.42157200175-321.782006662686i | 0.40246 | -0.54509 | -12.3363496621656+118.730357095571i | -1199.56226908211-935.46915083306i | 100.25 | 1521.2009 | -1199.5623 | -935.4692
100.5 | 0.40809 | -0.53511 | -9.89094702097387+118.157442196252i | 0.36947 | -0.51923 | -9.02244589186378+127.854656821952i | 0.39269 | -0.5204 | -7.60691954230396+122.440963712622i | 0.1748 | 0.024947 | 460.666481623042-80.0188236860382i | -9.89094702097387+118.157442196252i | -3337.79979117424-2110.70473597559i | 246.51096343118-322.123915131017i | 0.40051 | -0.54474 | -12.3888252484796+119.159729168073i | -1105.41587796367-867.51531912893i | 100.5 | 1405.1787 | -1105.4159 | -867.5153
100.75 | 0.40713 | -0.53427 | -9.76699487934631+118.410470452155i | 0.36844 | -0.51824 | -8.8741470706304+128.175925951627i | 0.39143 | -0.51935 | -7.45072637071294+122.795387545889i | 0.17463 | 0.025028 | 461.1081186249-80.415871061856i | -9.76699487934631+118.410470452155i | -3459.93105272239-2180.57009515036i | 253.568249513744-331.119546544342i | 0.39875 | -0.54416 | -12.3840039209484+119.566668053546i | -1051.745222704-854.74582407686i | 100.75 | 1355.2706 | -1051.7452 | -854.7458
101 | 0.406 | -0.53358 | -9.68662522780586+118.693654868117i | 0.36775 | -0.51763 | -8.78901952836919+128.38654866184i | 0.39032 | -0.51881 | -7.40142076838333+123.082887205534i | 0.17483 | 0.025222 | 460.312929249167-80.8317409578096i | -9.68662522780586+118.693654868117i | -3460.14956109012-2211.55098542952i | 258.99880000809-332.993513675533i | 0.39701 | -0.54394 | -12.4539858692317+119.946205573552i | -996.538402864932-799.983767398573i | 101 | 1277.9135 | -996.5384 | -799.9838

## Rs_$_Xs_entry
| Mesaurements taken to find the z coefficient of the used transformer; paste below the Rs and Xs values | [11 empty] | Calculated z-parameters |  |  | Impedance measured at the transformer input when loaded with an unknown imp. |  |  |  |  | Calculated unknown load impedance
| ZINO |  |  | ZINS |  |  | ZINL |  |  | ZL | [5 empty] | Zin |  |  |  |  | ZDUT
F [MHz] | Rs | Xs | Z | Rs | Xs | Z | Rs | Xs | Z | Rs | Xs | Z | z11 | z122 | z22 | Rs | Xs | Z | ZLoad | F [MHz] | ¦Z¦ | Rs | Xs
1 | 0.28524 | 6.2668 | 0.285237552812347+6.26684323837181i | 0.029711 | 0.99472 | 0.0297111689033702+0.994724036253242i | 2.6636 | 3.3023 | 2.66355935735223+3.30225415205955i | 502.1766 | -1.6951 | 502.176594675018-1.69510191889788i | 0.285237552812347+6.26684323837181i | -2863.96947468123+273.343067861853i | 25.4581429671292+544.463164023525i | 0.19067 | 4.3971 | 0.190666235946123+4.39705304446404i | 43.0841600587+990.709937157586i | 1 | 991.6463 | 43.0842 | 990.7099
1.25 | 0.53672 | 8.0453 | 0.53672350716899+8.04529768984423i | 0.034964 | 1.2405 | 0.0349636572519777+1.24045370149499i | 3.2253 | 3.3768 | 3.22534461590671+3.37683932291317i | 502.4455 | -2.3488 | 502.445532905548-2.34877339880593i | 0.53672350716899+8.04529768984423i | -4759.27204504267+698.916505174778i | 50.8617897659381+703.145062140192i | 0.34316 | 5.6215 | 0.343164041992505+5.62150382011168i | 79.8546779294909+1270.85673494641i | 1.25 | 1273.3631 | 79.8547 | 1270.8567
1.5 | 1.0117 | 9.9282 | 1.0116778255312+9.92819085577086i | 0.044524 | 1.4837 | 0.0445242214673234+1.48371434135562i | 3.6219 | 3.3719 | 3.62192444484521+3.37190566121694i | 502.5812 | -2.5405 | 502.58119151495-2.54053830427252i | 1.0116778255312+9.92819085577086i | -7263.03269759998+1668.78747433342i | 97.8283684759343+871.2970832699i | 0.62451 | 6.911 | 0.624507615983907+6.91095366579734i | 142.412476769584+1566.71038277889i | 1.5 | 1573.1696 | 142.4125 | 1566.7104
1.75 | 1.7792 | 11.7966 | 1.77918594684595+11.7965529228913i | 0.043121 | 1.73 | 0.0431210480020177+1.73001127437984i | 3.863 | 3.358 | 3.8630384880789+3.35795986232448i | 501.538 | -2.799 | 501.538013111379-2.79902053308685i | 1.77918594684595+11.7965529228913i | -10121.0068327961+3547.46449264598i | 173.839161883238+1035.39063004097i | 1.0718 | 8.2122 | 1.07177896204625+8.21221246263527i | 242.379177425557+1870.42780677151i | 1.75 | 1886.0668 | 242.3792 | 1870.4278
2 | 2.8155 | 13.5213 | 2.81554318750467+13.521288219296i | 0.048459 | 1.9734 | 0.0484585465020451+1.97338967140871i | 4.0141 | 3.3743 | 4.01414297961323+3.37430361162179i | 501.4178 | -3.0114 | 501.417812337334-3.01142471866114i | 2.81554318750467+13.521288219296i | -12941.0810257372+6463.07323226605i | 275.339689934979+1186.62016262012i | 1.6946 | 9.447 | 1.69462455616154+9.44696816409175i | 386.979460785773+2171.85112001686i | 2 | 2206.0577 | 386.9795 | 2171.8511
2.25 | 4.0327 | 15.0473 | 4.03265294235916+15.0472890896818i | 0.05325 | 2.2182 | 0.0532502922070437+2.21816549154697i | 4.1013 | 3.4273 | 4.10134243956277+3.42725122790732i | 501.2361 | -3.3165 | 501.236098248523-3.31653754558057i | 4.03265294235916+15.0472890896818i | -15369.9659073027+10329.5045406298i | 395.490486504304+1320.72792562941i | 2.446 | 10.5706 | 2.44602143600453+10.5705940875308i | 573.36214535835+2455.98190381103i | 2.25 | 2522.0213 | 573.3621 | 2455.9819
2.5 | 5.3491 | 16.3578 | 5.34905926066521+16.3578296635044i | 0.058646 | 2.4618 | 0.058646176413291+2.46175766419777i | 4.1587 | 3.5264 | 4.15867156933073+3.52636736749805i | 500.9375 | -3.411 | 500.937532311095-3.41097631026319i | 5.34905926066521+16.3578296635044i | -17078.6629621612+14892.7628906487i | 527.37843909093+1429.80784481195i | 3.2815 | 11.5599 | 3.28150293938801+11.5598666624419i | 796.802270837988+2700.37847698748i | 2.5 | 2815.4818 | 796.8023 | 2700.3785
2.75 | 6.7102 | 17.4677 | 6.71015310358197+17.4677101337293i | 0.063347 | 2.7023 | 0.0633471327742012+2.70225608243015i | 4.2004 | 3.6426 | 4.20036543346979+3.64259677553003i | 501.1516 | -3.9569 | 501.151611044223-3.95691100458227i | 6.71015310358197+17.4677101337293i | -18059.8578515115+19905.1939895491i | 663.118775192336+1521.62470640974i | 4.1586 | 12.4237 | 4.15859333534793+12.4237463103806i | 1036.93829637942+2918.86215341985i | 2.75 | 3097.5793 | 1036.9383 | 2918.8622
3 | 8.0748 | 18.4245 | 8.07484550923878+18.4244809106761i | 0.068583 | 2.9485 | 0.0685831023720511+2.94846703724184i | 4.2318 | 3.7791 | 4.23178964087221+3.77914278851331i | 500.6897 | -4.176 | 500.689680611853-4.17599393266776i | 8.07484550923878+18.4244809106761i | -18369.2994722143+25116.1278266583i | 795.857530900043+1598.67675910727i | 5.0549 | 13.1689 | 5.05491331050204+13.1689376924914i | 1286.97715228776+3093.38226750201i | 3 | 3350.4215 | 1286.9772 | 3093.3823
3.25 | 9.4314 | 19.2344 | 9.43142221818626+19.2344363219745i | 0.071933 | 3.1954 | 0.0719332403025152+3.19544782486035i | 4.2551 | 3.9367 | 4.25513133377735+3.93673130831381i | 500.4787 | -4.1429 | 500.478671926972-4.14290147096164i | 9.43142221818626+19.2344363219745i | -17941.0140268996+30437.0064602997i | 928.69604025796+1660.52456389567i | 5.9428 | 13.821 | 5.94281514358432+13.8210037543271i | 1534.90800661484+3241.274840132i | 3.25 | 3586.3359 | 1534.908 | 3241.2748
3.5 | 10.7623 | 19.9271 | 10.7623379441366+19.9271474700742i | 0.07386 | 3.4329 | 0.0738596290410472+3.43286173043523i | 4.2767 | 4.1052 | 4.27669999660104+4.10523642102122i | 500.4484 | -4.4633 | 500.448446852833-4.46332698451301i | 10.7623379441366+19.9271474700742i | -16805.2206194223+35766.9234437061i | 1062.1855437327+1707.15896491033i | 6.8178 | 14.3809 | 6.81782198718246+14.3809161570915i | 1789.35783933134+3350.9025209491i | 3.5 | 3798.7299 | 1789.3578 | 3350.9025
3.75 | 12.0703 | 20.5201 | 12.070279505469+20.5201041978966i | 0.079882 | 3.6749 | 0.0798816531687973+3.67487578385184i | 4.2914 | 4.2784 | 4.29141599353489+4.27839236227269i | 500.2299 | -4.9838 | 500.229926069282-4.9837681608322i | 12.070279505469+20.5201041978966i | -15145.9991358263+41078.8810678754i | 1193.77576864848+1748.85402704274i | 7.6798 | 14.8771 | 7.67978825441571+14.8771305000608i | 2039.98936281382+3451.20860389361i | 3.75 | 4009.0395 | 2039.9894 | 3451.2086
4 | 13.358 | 21.0226 | 13.3579730782086+21.022584573645i | 0.084023 | 3.9208 | 0.0840228514502365+3.92084655079407i | 4.3058 | 4.4618 | 4.30581970407349+4.46180759982492i | 500.4064 | -5.0251 | 500.406373787644-5.02507947825697i | 13.3579730782086+21.022584573645i | -12954.0677145805+46259.0995172194i | 1321.10664806216+1782.88145710435i | 8.5164 | 15.3162 | 8.51643113525472+15.3161633303068i | 2272.51284526289+3536.1663180603i | 4 | 4203.4256 | 2272.5128 | 3536.1663
4.25 | 14.6211 | 21.4438 | 14.6210574322856+21.4438261819096i | 0.089853 | 4.1598 | 0.089852743698525+4.1598400561696i | 4.3232 | 4.6484 | 4.32323249874645+4.64842271927096i | 500.3384 | -4.9533 | 500.338448871159-4.95332824286499i | 14.6210574322856+21.4438261819096i | -10217.6918332757+51224.8342451048i | 1445.19590126015+1806.18805537588i | 9.336 | 15.7022 | 9.33597475495222+15.7022472750429i | 2497.63904937363+3602.75973306491i | 4.25 | 4383.8429 | 2497.639 | 3602.7597
4.5 | 15.8536 | 21.8036 | 15.8535507767202+21.8035585672351i | 0.094105 | 4.4015 | 0.0941049265869721+4.40149896177209i | 4.3349 | 4.8405 | 4.33487425135685+4.84049481118211i | 499.7499 | -5.087 | 499.749934062255-5.08703020930873i | 15.8535507767202+21.8035585672351i | -7037.61154055606+55989.6784500667i | 1566.47258698217+1823.02280132752i | 10.1465 | 16.0485 | 10.1464771056156+16.0484592202171i | 2727.24053526301+3657.70772127265i | 4.5 | 4562.5285 | 2727.2405 | 3657.7077
4.75 | 17.0658 | 22.0979 | 17.0658123869536+22.0979109357761i | 0.098078 | 4.6466 | 0.098077937225408+4.64658725230048i | 4.346 | 5.0365 | 4.3460192837324+5.0364605566024i | 499.5353 | -5.1268 | 499.535296658486-5.12677358344185i | 17.0658123869536+22.0979109357761i | -3457.54270334365+60562.5107309383i | 1684.90968721427+1836.34453345877i | 10.9381 | 16.3494 | 10.9381261838671+16.3493738221758i | 2946.61846211442+3702.12433505858i | 4.75 | 4731.626 | 2946.6185 | 3702.1243
5 | 18.258 | 22.3265 | 18.2580222889228+22.3264998005541i | 0.10235 | 4.8894 | 0.102348096766213+4.88938806282794i | 4.3584 | 5.2389 | 4.35842478418297+5.23890663038306i | 499.3942 | -5.4666 | 499.394224322031-5.46655292439724i | 18.2580222889228+22.3264998005541i | 684.097110879349+64843.3403109519i | 1803.90471741304+1839.00921749485i | 11.7201 | 16.62 | 11.7201131816947+16.6199589380408i | 3168.99907424656+3738.50203578707i | 5 | 4900.9134 | 3168.9991 | 3738.502
5.25 | 19.4383 | 22.51 | 19.4383046077996+22.5099672362072i | 0.10813 | 5.131 | 0.108134821878824+5.13101459263484i | 4.3676 | 5.4394 | 4.36758909828802+5.43940375476086i | 499.2934 | -5.8234 | 499.293380893267-5.82341170021134i | 19.4383046077996+22.5099672362072i | 5178.87396182233+69013.7402125787i | 1923.23049898341+1841.16377880933i | 12.4845 | 16.8469 | 12.4845479547429+16.8468784302032i | 3384.09859871591+3761.2560574519i | 5.25 | 5059.5623 | 3384.0986 | 3761.2561
5.5 | 20.5914 | 22.6353 | 20.5913944125399+22.6352848998698i | 0.11169 | 5.3734 | 0.111693578988762+5.37344983502266i | 4.3785 | 5.646 | 4.37852728027224+5.64603773667401i | 499.4232 | -6.1248 | 499.423237267193-6.12475968973617i | 20.5913944125399+22.6352848998698i | 10088.711131429+72782.2286582947i | 2039.29585855079+1834.99945653498i | 13.2387 | 17.0519 | 13.238699898185+17.0518792813999i | 3598.56724615441+3782.49927711714i | 5.5 | 5220.8224 | 3598.5672 | 3782.4993
5.75 | 21.7338 | 22.7037 | 21.7337733845814+22.7037195643985i | 0.11394 | 5.6162 | 0.113935691838688+5.61618506871929i | 4.3923 | 5.8499 | 4.39234791409394+5.84990276069523i | 499.4202 | -6.2613 | 499.4201587444-6.26129966924361i | 21.7337733845814+22.7037195643985i | 15274.6234123698+76161.936131091i | 2148.60676196095+1824.59945023895i | 13.9818 | 17.2167 | 13.9818154938441+17.2167042516794i | 3797.1673888244+3791.70844686464i | 5.75 | 5366.147 | 3797.1674 | 3791.7084
6 | 22.8614 | 22.728 | 22.8614489833138+22.7279666023807i | 0.12058 | 5.8574 | 0.120577579544988+5.85736949395372i | 4.3983 | 6.0594 | 4.39833350457695+6.05942255624008i | 498.782 | -6.5141 | 498.782049994909-6.51412456025217i | 22.8614489833138+22.7279666023807i | 20965.3722524782+79314.9728990576i | 2263.58523859474+1808.50318301027i | 14.721 | 17.3507 | 14.7209860198773+17.3506577234512i | 4010.34528425043+3790.45486120576i | 6 | 5518.1897 | 4010.3453 | 3790.4549
6.25 | 23.9645 | 22.7046 | 23.9645453233683+22.7046258605384i | 0.12511 | 6.1005 | 0.125105277187036+6.10047974140402i | 4.4091 | 6.2701 | 4.40910627296275+6.2701334321607i | 499.072 | -6.4741 | 499.072000548382-6.47411101421029i | 23.9645453233683+22.7046258605384i | 26854.5802911778+82113.1555955455i | 2373.90717398315+1791.00070818598i | 15.4485 | 17.458 | 15.448454870801+17.4580191623502i | 4217.86688746037+3790.04729929549i | 6.25 | 5670.5255 | 4217.8669 | 3790.0473
6.5 | 25.0553 | 22.6242 | 25.0552650360526+22.6242356360616i | 0.13117 | 6.3409 | 0.131173989928398+6.34092777952939i | 4.4161 | 6.4831 | 4.41613265238727+6.48310096606642i | 498.8931 | -6.6922 | 498.893097459579-6.69224202009426i | 25.0552650360526+22.6242356360616i | 33247.2036263037+84472.324525686i | 2486.74813330364+1764.55137433327i | 16.1689 | 17.5322 | 16.1689472222426+17.5322046554936i | 4430.43552521801+3777.65542831754i | 6.5 | 5822.3225 | 4430.4355 | 3777.6554
6.75 | 26.1308 | 22.4959 | 26.1307555038123+22.4959034622776i | 0.13367 | 6.58 | 0.133671006132915+6.57999273595358i | 4.4269 | 6.6912 | 4.42693528500433+6.69118084068897i | 499.1004 | -6.721 | 499.100428561018-6.72097561427025i | 26.1307555038123+22.4959034622776i | 39772.4502542695+86403.3061897758i | 2592.81833875596+1736.20395720102i | 16.8766 | 17.5779 | 16.8766490899716+17.5778668028856i | 4627.65967552669+3763.27144769421i | 6.75 | 5964.6832 | 4627.6597 | 3763.2714
7 | 27.189 | 22.3208 | 27.1889981188077+22.3207513567034i | 0.14046 | 6.8269 | 0.14045771283843+6.82686134427243i | 4.4367 | 6.909 | 4.43669568451132+6.90904476036708i | 498.7814 | -6.7786 | 498.781427627136-6.77860340100517i | 27.1889981188077+22.3207513567034i | 46619.8204540334+87837.5391510165i | 2698.34927859605+1701.74107447101i | 17.5772 | 17.6003 | 17.5771637437953+17.6002989267064i | 4825.28099275795+3741.81926092402i | 7 | 6106.1074 | 4825.281 | 3741.8193
7.25 | 28.2294 | 22.0912 | 28.2294386295686+22.091163297908i | 0.14415 | 7.0667 | 0.144154607580426+7.06674153856842i | 4.4443 | 7.1189 | 4.44431166735951+7.11894452179338i | 498.3761 | -6.9461 | 498.376053990156-6.94607895881815i | 28.2294386295686+22.091163297908i | 53684.0606920368+88784.0085057267i | 2800.99996747357+1662.81400643643i | 18.2731 | 17.5856 | 18.2730913760683+17.5855959923879i | 5023.89662363187+3713.49608931155i | 7.25 | 6247.3667 | 5023.8966 | 3713.4961
7.5 | 29.2464 | 21.8164 | 29.246370265334+21.8164299737854i | 0.14694 | 7.31 | 0.146938243643532+7.3099841705502i | 4.451 | 7.3342 | 4.45095190304218+7.33420428883442i | 498.1311 | -7.666 | 498.131090503557-7.66597387382535i | 29.246370265334+21.8164299737854i | 61085.9742345409+89149.0850764045i | 2904.61890978062+1615.61188711781i | 18.9526 | 17.54 | 18.9526368674894+17.5400145424994i | 5224.57237868248+3667.72739364627i | 7.5 | 6383.4458 | 5224.5724 | 3667.7274
7.75 | 30.2467 | 21.4847 | 30.246690691791+21.4846895322153i | 0.15568 | 7.5496 | 0.155680763440985+7.54960915062482i | 4.4581 | 7.5505 | 4.45811387751364+7.55045050081385i | 498.1987 | -7.8822 | 498.198656467138-7.8821664041016i | 30.246690691791+21.4846895322153i | 68816.6896487434+89085.4046826335i | 3012.01279597492+1565.67574077854i | 19.6264 | 17.4572 | 19.6263531150101+17.4571585983956i | 5434.06846748541+3619.52206732954i | 7.75 | 6529.1684 | 5434.0685 | 3619.5221
8 | 31.2158 | 21.1126 | 31.2157600677103+21.112596418708i | 0.15751 | 7.7919 | 0.157511615985708+7.79192774671537i | 4.4675 | 7.768 | 4.46746315146973+7.76804750949929i | 497.8179 | -8.0061 | 497.817920678938-8.00607512607226i | 31.2157600677103+21.112596418708i | 76366.81142303+88236.631643907i | 3105.9715198387+1508.87498360804i | 20.289 | 17.3546 | 20.289047053862+17.3545647054507i | 5627.33024140948+3562.78806761853i | 8 | 6660.3532 | 5627.3302 | 3562.7881
8.25 | 32.161 | 20.6772 | 32.1609901097162+20.6771616259141i | 0.16089 | 8.0359 | 0.160887623026867+8.03589624725994i | 4.4727 | 7.9824 | 4.47268582369822+7.98240783649458i | 498.2232 | -7.6461 | 498.223243766613-7.64607608085419i | 32.1609901097162+20.6771616259141i | 84096.6131203781+87140.260926302i | 3203.78213620924+1457.50785474796i | 20.9379 | 17.2063 | 20.9378914844408+17.2063336514594i | 5826.88446850682+3514.05770924174i | 8.25 | 6804.4974 | 5826.8845 | 3514.0577
8.5 | 33.0749 | 20.199 | 33.0748651262122+20.1989566555616i | 0.16943 | 8.2753 | 0.1694344061465+8.27533794782838i | 4.4822 | 8.2019 | 4.48220204544671+8.20185052765145i | 498.3567 | -8.312 | 498.356717908536-8.31203918611016i | 33.0748651262122+20.1989566555616i | 92158.188073209+85045.4119364237i | 3303.47099404461+1387.49386931861i | 21.57 | 17.033 | 21.5700086354882+17.0330293130557i | 6034.00145801545+3435.1349601054i | 8.5 | 6943.2936 | 6034.0015 | 3435.135
8.75 | 33.9508 | 19.6617 | 33.9507603351011+19.6616577629056i | 0.17896 | 8.5188 | 0.178956541132552+8.51878821966219i | 4.4904 | 8.4205 | 4.49040722811777+8.42046080780707i | 497.9451 | -8.339 | 497.945052884937-8.33901017775829i | 33.9507603351011+19.6616577629056i | 99932.3326198867+82355.8927660249i | 3394.15035999809+1318.71304139127i | 22.1962 | 16.8251 | 22.1961616491205+16.8250849575904i | 6237.25705856622+3363.34424324011i | 8.75 | 7086.2868 | 6237.2571 | 3363.3442
9 | 34.8019 | 19.0787 | 34.8018555005836+19.0786516664228i | 0.17838 | 8.7593 | 0.178376987900756+8.75932991741172i | 4.5019 | 8.639 | 4.50189685402626+8.63903746717847i | 497.8802 | -8.5232 | 497.880163498393-8.52321398549524i | 34.8018555005836+19.0786516664228i | 107540.92121195+78766.6761882593i | 3475.3320845918+1239.14777098376i | 22.7968 | 16.5866 | 22.7968281792122+16.5865736699789i | 6418.32308197767+3268.20688925259i | 9 | 7202.5029 | 6418.3231 | 3268.2069
9.25 | 35.6026 | 18.4584 | 35.6025591123552+18.4583726532939i | 0.18505 | 9.0017 | 0.185052158233867+9.001748484389i | 4.5071 | 8.8562 | 4.50705114728095+8.85624494836182i | 497.8245 | -8.7214 | 497.824520177705-8.721382223631i | 35.6025591123552+18.4583726532939i | 115154.508324083+74880.5492068143i | 3561.91748570397+1163.17713376117i | 23.3792 | 16.3139 | 23.3791962446068+16.3138556961306i | 6620.29472366983+3176.43243492281i | 9.25 | 7342.8894 | 6620.2947 | 3176.4324
9.5 | 36.3583 | 17.7835 | 36.3583411604347+17.7835412575138i | 0.19176 | 9.241 | 0.191764354436757+9.24103700027355i | 4.5119 | 9.0755 | 4.5118500452574+9.07546450291139i | 497.5484 | -8.7598 | 497.548367506859-8.75981251772963i | 36.3583411604347+17.7835412575138i | 122586.887565768+70117.8815883565i | 3644.13194319164+1078.0082715274i | 23.9309 | 16.009 | 23.930897188392+16.0089690894504i | 6812.53410695233+3071.01651273502i | 9.5 | 7472.7347 | 6812.5341 | 3071.0165
9.75 | 37.0684 | 17.0646 | 37.0683571945492+17.0645515870676i | 0.19587 | 9.4849 | 0.195872921992978+9.48492849938173i | 4.5182 | 9.293 | 4.51822055013948+9.29303728297211i | 497.7234 | -8.978 | 497.723400200614-8.97800118773849i | 37.0683571945492+17.0645515870676i | 129653.149939835+64792.3519867665i | 3720.26875059497+992.450543930322i | 24.4685 | 15.6638 | 24.4685042668064+15.6637940113694i | 7008.8626464469+2957.07491379371i | 9.75 | 7607.1314 | 7008.8626 | 2957.0749
10 | 37.7273 | 16.3028 | 37.7272943995831+16.3028371430771i | 0.20175 | 9.7249 | 0.20175485391157+9.72494478706996i | 4.5261 | 9.5164 | 4.52611186469086+9.51641096691528i | 497.5199 | -9.3143 | 497.519881627353-9.31429774665695i | 37.7272943995831+16.3028371430771i | 136406.675244005+58416.1762640194i | 3791.41347472251+892.103536830858i | 24.9753 | 15.3008 | 24.9752960445841+15.3008484444782i | 7197.57406483057+2825.37929375305i | 10 | 7732.2597 | 7197.5741 | 2825.3793
10.25 | 38.3387 | 15.5206 | 38.3386821947743+15.5205625435512i | 0.20728 | 9.9672 | 0.2072776619784+9.96722147696747i | 4.5363 | 9.7369 | 4.53627447182423+9.73691063306296i | 497.5657 | -9.0081 | 497.565656025272-9.00813854209507i | 38.3386821947743+15.5205625435512i | 142544.360648422+51892.3119022799i | 3854.6769189394+799.497858614178i | 25.454 | 14.9046 | 25.4540148606569+14.9046077102567i | 7375.29168678969+2691.09738110501i | 10.25 | 7850.9192 | 7375.2917 | 2691.0974
10.5 | 38.8958 | 14.6858 | 38.8958271672135+14.6857916149963i | 0.20948 | 10.2094 | 0.209484658158659+10.2093683847617i | 4.542 | 9.9565 | 4.54201455413585+9.95652529711772i | 497.255 | -9.5473 | 497.255040861828-9.54728150409908i | 38.8958271672135+14.6857916149963i | 148255.321024047+44418.5425120761i | 3912.70784311408+695.429045114362i | 25.8985 | 14.4784 | 25.8985422187946+14.4783869245991i | 7545.54741886406+2539.25010470976i | 10.5 | 7961.3489 | 7545.5474 | 2539.2501
10.75 | 39.3846 | 13.8217 | 39.3845601828692+13.8217000476617i | 0.21597 | 10.4509 | 0.215966252463886+10.4509040297854i | 4.5459 | 10.1743 | 4.54594431570287+10.1742682384724i | 496.879 | -9.7032 | 496.878960874079-9.7031904125356i | 39.3845601828692+13.8217000476617i | 153421.387501367+36641.5918306849i | 3968.06768278246+593.997454395153i | 26.3086 | 14.0202 | 26.3086473304128+14.0202045756544i | 7719.82856383776+2385.65624917237i | 10.75 | 8080.0439 | 7719.8286 | 2385.6562
11 | 39.8136 | 12.9316 | 39.8136292564589+12.9315645716841i | 0.22066 | 10.6939 | 0.220659432237479+10.6938752397854i | 4.5557 | 10.3979 | 4.55574979873403+10.3979233057766i | 496.7427 | -9.9403 | 496.742678529709-9.94030323976675i | 39.8136292564589+12.9315645716841i | 157800.152960547+28120.0239730289i | 4012.88209618488+483.430280709061i | 26.6842 | 13.5408 | 26.684209779237+13.5408290553475i | 7880.9405679338+2210.25375906316i | 11 | 8185.0135 | 7880.9406 | 2210.2538
11.25 | 40.1874 | 12.021 | 40.1873864288337+12.0209702281365i | 0.22851 | 10.937 | 0.228507359683956+10.9370139880549i | 4.5634 | 10.6197 | 4.56338814091356+10.6197141788995i | 496.464 | -9.6586 | 496.463959348406-9.65858932770625i | 40.1873864288337+12.0209702281365i | 161639.244949454+19498.3494410559i | 4055.39220869788+377.950585759035i | 27.0168 | 13.0425 | 27.0168478411998+13.0424612837528i | 8029.87769662929+2039.82028535438i | 11.25 | 8284.9142 | 8029.8777 | 2039.8203
11.5 | 40.4888 | 11.0929 | 40.4887583004288+11.0928762316183i | 0.23469 | 11.1783 | 0.234691772080835+11.1782713735977i | 4.5651 | 10.8417 | 4.56505107084199+10.841668968389i | 496.4432 | -10.2331 | 496.443230301437-10.233110829752i | 40.4887583004288+11.0928762316183i | 165006.668589859+10216.4085499061i | 4098.57356535309+262.492904014836i | 27.3176 | 12.5231 | 27.3175697894119+12.5230863126781i | 8200.03702419112+1848.63058152658i | 11.5 | 8405.8338 | 8200.037 | 1848.6306
11.75 | 40.7132 | 10.1482 | 40.7131988361238+10.1481748746019i | 0.2375 | 11.4176 | 0.237495065853664+11.4176283434604i | 4.5731 | 11.0637 | 4.57310321503745+11.0636690889196i | 496.3579 | -10.0943 | 496.357923523822-10.0943177714442i | 40.7131988361238+10.1481748746019i | 167079.984500956+742.834939315416i | 4123.27657744236+147.67235988131i | 27.5702 | 11.9895 | 27.5701834044406+11.9894691718302i | 8336.70618564552+1654.45062077464i | 11.75 | 8499.2868 | 8336.7062 | 1654.4506
12 | 40.883 | 9.2027 | 40.8829785470198+9.20266559993765i | 0.24514 | 11.6609 | 0.245135839350099+11.66088364098i | 4.5807 | 11.2855 | 4.58068698365783+11.2854916772158i | 496.0412 | -10.3509 | 496.041163779196-10.3508722017572i | 40.8829785470198+9.20266559993765i | 168548.552842388-8810.23188989272i | 4145.52156835849+33.9674531668922i | 27.7825 | 11.4436 | 27.7824700514426+11.4436080532785i | 8466.28816730255+1450.86864817793i | 12 | 8589.7063 | 8466.2882 | 1450.8686
12.25 | 40.9806 | 8.2533 | 40.9806372728738+8.25329633876854i | 0.25007 | 11.907 | 0.250067672567865+11.9070328730013i | 4.5869 | 11.5081 | 4.58691823446+11.5080686157675i | 496.1803 | -10.4848 | 496.18031765004-10.484801067014i | 40.9806372728738+8.25329633876854i | 169281.306852286-18362.8047632298i | 4163.06631298397-77.3879990380229i | 27.9465 | 10.8777 | 27.9465176541363+10.877682720693i | 8591.08585035172+1236.57779698191i | 12.25 | 8679.6245 | 8591.0859 | 1236.5778
12.5 | 41.0128 | 7.3029 | 41.0127596187716+7.30291037099287i | 0.25631 | 12.1473 | 0.256313250656002+12.1473115670963i | 4.5944 | 11.7318 | 4.59444287549706+11.731825070721i | 496.6317 | -10.5367 | 496.631679564935-10.5366644139936i | 41.0127596187716+7.30291037099287i | 169299.105915764-28200.0406479993i | 4177.14913699847-195.410912435488i | 28.0654 | 10.315 | 28.0654307139309+10.3150037317844i | 8708.16289594136+1015.01797240432i | 12.5 | 8767.1183 | 8708.1629 | 1015.018
12.75 | 40.9758 | 6.3592 | 40.9758249657157+6.35922645758702i | 0.26065 | 12.3872 | 0.260646845407531+12.3872378461755i | 4.5978 | 11.9534 | 4.597821566521+11.9533908494889i | 496.5782 | -10.739 | 496.578239214029-10.7390088443961i | 40.9758249657157+6.35922645758702i | 168406.119385241-37923.0310157893i | 4182.42241948568-312.201533336818i | 28.1361 | 9.7389 | 28.1360623025982+9.73887301996796i | 8810.77786373747+778.673836048266i | 12.75 | 8845.1195 | 8810.7779 | 778.6738
13 | 40.8734 | 5.431 | 40.8733675431693+5.4309820066596i | 0.2671 | 12.6329 | 0.267098335508011+12.6329250967635i | 4.6088 | 12.1785 | 4.6087690546649+12.1785003600537i | 496.2808 | -10.6596 | 496.28079685332-10.6595562950856i | 40.8733675431693+5.4309820066596i | 166401.255932097-47252.606505521i | 4173.04052915137-423.545586370463i | 28.1665 | 9.175 | 28.1665266500223+9.17496080177582i | 8884.46800274822+552.171463463307i | 13 | 8901.6102 | 8884.468 | 552.1715
13.25 | 40.7044 | 4.5197 | 40.7044289232366+4.51968511517947i | 0.27457 | 12.8686 | 0.274569387256513+12.8685750107402i | 4.6151 | 12.3979 | 4.61511812590298+12.3978555160585i | 496.8215 | -10.5765 | 496.821466019281-10.5764881624108i | 40.7044289232366+4.51968511517947i | 164100.880938337-56543.5992960003i | 4169.89124820349-537.465047805794i | 28.1492 | 8.613 | 28.1491937959256+8.61302598052037i | 8971.83516329153+318.43023827715i | 13.25 | 8977.4843 | 8971.8352 | 318.4302
13.5 | 40.4854 | 3.6349 | 40.4853751682728+3.63493849515905i | 0.28233 | 13.1143 | 0.282334639913749+13.1143161911402i | 4.6235 | 12.6251 | 4.62348389532164+12.6251346276857i | 496.04 | -10.8998 | 496.040043737309-10.8997777263876i | 40.4853751682728+3.63493849515905i | 160618.288401531-65449.9050105857i | 4148.40235594465-649.842198508827i | 28.0884 | 8.0566 | 28.0884291522798+8.0566333422812i | 9016.18404000989+65.8176194101644i | 13.5 | 9016.4243 | 9016.184 | 65.8176
13.75 | 40.2005 | 2.7678 | 40.200491539443+2.76780201515754i | 0.28495 | 13.3564 | 0.284949409431536+13.3563800751735i | 4.6249 | 12.846 | 4.62488160861475+12.8459955257366i | 495.9644 | -11.5271 | 495.964407038278-11.5270513470459i | 40.200491539443+2.76780201515754i | 156726.33280633-74077.2113463449i | 4128.25082718908-760.728868780592i | 27.9861 | 7.5105 | 27.9860500515873+7.51046955989321i | 9068.25394742071-180.008082579678i | 13.75 | 9070.0404 | 9068.2539 | -180.0081
14 | 39.8552 | 1.9425 | 39.8551714148874+1.94254495334244i | 0.29042 | 13.6017 | 0.290416702848585+13.6017388223575i | 4.6321 | 13.0736 | 4.63208319698767+13.0736484010168i | 496.2123 | -11.4636 | 496.212271965226-11.4636362662388i | 39.8551714148874+1.94254495334244i | 152180.629646618-82096.408793467i | 4101.65173039977-866.28759194925i | 27.8371 | 6.976 | 27.837101176487+6.97596548099422i | 9105.34617869034-433.424766137095i | 14 | 9115.6561 | 9105.3462 | -433.4248
14.25 | 39.4688 | 1.1432 | 39.4688264177941+1.14317003862373i | 0.29848 | 13.8434 | 0.298480793684963+13.8433662205489i | 4.6395 | 13.2971 | 4.63946367577073+13.2971114481359i | 495.9926 | -11.8449 | 495.992633287455-11.8448847855351i | 39.4688264177941+1.14317003862373i | 147029.36931685-89735.9836112789i | 4068.6548829774-971.7368533376i | 27.6525 | 6.4617 | 27.6525428023492+6.46167543137731i | 9120.48266135825-686.101185549335i | 14.25 | 9146.2527 | 9120.4827 | -686.1012
14.5 | 39.0282 | 0.381 | 39.0281974010801+0.38100314704064i | 0.3024 | 14.0819 | 0.3024026496094+14.0819288815054i | 4.6428 | 13.5185 | 4.64283726006045+13.518493899847i | 495.6842 | -12.0669 | 495.684245525492-12.066945567488i | 39.0281974010801+0.38100314704064i | 141350.744023369-96755.525483998i | 4029.60170337494-1072.83148281953i | 27.4291 | 5.9658 | 27.429142374986+5.96576189787684i | 9123.85748449244-935.662237434312i | 14.5 | 9171.7086 | 9123.8575 | -935.6622
14.75 | 38.5474 | -0.33849 | 38.5473910309082-0.338492922021996i | 0.30775 | 14.3294 | 0.307754549735965+14.329382363091i | 4.6512 | 13.7425 | 4.65124832026107+13.7424941057351i | 495.3401 | -12.1294 | 495.340059294126-12.1293929512928i | 38.5473910309082-0.338492922021996i | 135272.082764089-102870.910040433i | 3983.30020793505-1162.2589401225i | 27.1663 | 5.4953 | 27.1662827919146+5.49525694791728i | 9098.38100464222-1171.05108648713i | 14.75 | 9173.4343 | 9098.381 | -1171.0511
15 | 38.0305 | -1.0224 | 38.0305082030661-1.02238980334542i | 0.31458 | 14.5712 | 0.314576697749181+14.5712034582388i | 4.655 | 13.9717 | 4.65498036557407+13.9716696045497i | 495.6107 | -12.1807 | 495.610677819335-12.180746154223i | 38.0305082030661-1.02238980334542i | 129052.993216882-109051.237956073i | 3943.11412055181-1261.10951732622i | 26.8696 | 5.0383 | 26.8696128582534+5.03833305655818i | 9084.18305113675-1435.48419268026i | 15 | 9196.9015 | 9084.1831 | -1435.4842
15.25 | 37.4665 | -1.663 | 37.4665137528537-1.66296998772849i | 0.32213 | 14.8141 | 0.322131515560742+14.8140758771645i | 4.6663 | 14.1944 | 4.66633085613141+14.194400588655i | 495.4689 | -12.559 | 495.468944123896-12.5590144070144i | 37.4665137528537-1.66296998772849i | 122174.270720233-114157.945523679i | 3887.52460086904-1348.87219429798i | 26.5537 | 4.617 | 26.553743003705+4.61704348777194i | 9045.1083406737-1669.68625747372i | 15.25 | 9197.9257 | 9045.1083 | -1669.6863
15.5 | 36.8817 | -2.2545 | 36.8816675166288-2.25446494942953i | 0.32577 | 15.0559 | 0.325771612608186+15.0558841775282i | 4.6728 | 14.4203 | 4.67277488232511+14.4202672267588i | 494.9574 | -12.5373 | 494.957371340698-12.5373178661925i | 36.8816675166288-2.25446494942953i | 115175.191729247-118611.319786727i | 3828.60983629871-1431.69099143144i | 26.1912 | 4.219 | 26.1911908717466+4.219002780443i | 8970.40217426202-1913.09238445565i | 15.5 | 9172.1338 | 8970.4022 | -1913.0924
15.75 | 36.2583 | -2.8112 | 36.2582647184455-2.81115259205744i | 0.33057 | 15.2981 | 0.330566853838178+15.2980598541558i | 4.6743 | 14.6393 | 4.67434958810442+14.6392967340851i | 495.0112 | -12.7485 | 495.011157810388-12.7485202537063i | 36.2582647184455-2.81115259205744i | 108374.00176681-122593.763424997i | 3776.82233202343-1508.5432316601i | 25.812 | 3.8498 | 25.8120314503603+3.84981430797575i | 8918.88611560797-2131.81867745348i | 15.75 | 9170.1243 | 8918.8861 | -2131.8187
16 | 35.6122 | -3.3107 | 35.6122042006465-3.31074654518383i | 0.34283 | 15.5423 | 0.342827802135043+15.542326024965i | 4.6831 | 14.8674 | 4.68309495903933+14.8674312878148i | 495.1927 | -12.6537 | 495.192721090498-12.6537324171336i | 35.6122042006465-3.31074654518383i | 101394.416922175-126091.719790588i | 3722.30591394885-1585.3644712861i | 25.4166 | 3.5129 | 25.4166297363773+3.51291508028717i | 8862.60652803602-2359.14457440266i | 16 | 9171.2244 | 8862.6065 | -2359.1446
16.25 | 34.9478 | -3.7717 | 34.9478210263142-3.77171458218953i | 0.34577 | 15.783 | 0.345767697665777+15.7829639042506i | 4.6915 | 15.0877 | 4.69153984277475+15.0877249251192i | 494.6614 | -13.1922 | 494.661363498606-13.1922191136307i | 34.9478210263142-3.77171458218953i | 93993.7273148797-128646.683134045i | 3651.36796161001-1654.391895919i | 24.9876 | 3.2038 | 24.9875829780568+3.20377620933297i | 8749.0537915424-2577.19927486722i | 16.25 | 9120.74 | 8749.0538 | -2577.1993
16.5 | 34.2674 | -4.1774 | 34.2673714486203-4.17741019661009i | 0.35059 | 16.0254 | 0.350589001689928+16.0253788023216i | 4.6972 | 15.3176 | 4.69715553209286+15.3175664556582i | 494.4513 | -13.2785 | 494.451262216222-13.2785262454811i | 34.2673714486203-4.17741019661009i | 86758.7891043843-130907.655029948i | 3585.03419116266-1724.21914736271i | 24.5483 | 2.9294 | 24.5482849973847+2.92943457942886i | 8649.10005727551-2799.00041423375i | 16.5 | 9090.728 | 8649.1001 | -2799.0004
16.75 | 33.5708 | -4.552 | 33.5708345132611-4.55196534620903i | 0.35792 | 16.2738 | 0.357919333102485+16.2737572549878i | 4.698 | 15.5458 | 4.69800950208865+15.5458230776924i | 494.553 | -13.4395 | 494.553042394431-13.439484871374i | 33.5708345132611-4.55196534620903i | 79931.1200044266-132847.187804629i | 3527.69023826911-1787.87345697859i | 24.0902 | 2.6853 | 24.0902020011431+2.68527015146644i | 8557.53621443921-2999.10229233279i | 16.75 | 9067.8576 | 8557.5362 | -2999.1023
17 | 32.8621 | -4.8755 | 32.8620800321061-4.87547681091778i | 0.36864 | 16.5122 | 0.368640549863513+16.5122048921602i | 4.7061 | 15.7701 | 4.70614804070536+15.7701330959731i | 494.0622 | -13.4702 | 494.062181366967-13.470234944426i | 32.8620800321061-4.87547681091778i | 72885.9933796761-134005.195814078i | 3459.0150170244-1847.29239441078i | 23.6272 | 2.468 | 23.6271642842176+2.46796669933418i | 8444.9976251655-3197.55616757891i | 17 | 9030.0803 | 8444.9976 | -3197.5562
17.25 | 32.1564 | -5.1584 | 32.1563958426082-5.15843609682373i | 0.37424 | 16.7609 | 0.374242292293408+16.7608553463585i | 4.7167 | 15.9982 | 4.71673457424256+15.998164226755i | 494.4995 | -13.8806 | 494.499526888825-13.8805868716338i | 32.1563958426082-5.15843609682373i | 66097.1946232288-134756.656264621i | 3390.99365558231-1901.33365098325i | 23.1483 | 2.2909 | 23.1482529671018+2.29090873534467i | 8313.25891651948-3379.18237875021i | 17.25 | 8973.8034 | 8313.2589 | -3379.1824
17.5 | 31.4313 | -5.3926 | 31.4313418923524-5.39261555766004i | 0.37593 | 17.0001 | 0.375928327075526+17.0000921165461i | 4.7251 | 16.2201 | 4.7250668323293+16.2201476911863i | 494.615 | -13.8758 | 494.615006809652-13.8757923029496i | 31.4313418923524-5.39261555766004i | 59405.5329126521-134793.267265512i | 3317.64942307178-1948.19861091189i | 22.6608 | 2.1373 | 22.6608201974243+2.13732385508006i | 8177.48019631782-3551.54694217286i | 17.5 | 8915.4174 | 8177.4802 | -3551.5469
17.75 | 30.716 | -5.5927 | 30.7160084776602-5.59269802308571i | 0.38667 | 17.2446 | 0.386671325110749+17.2445666459713i | 4.7265 | 16.4478 | 4.72654924700195+16.4477549202049i | 494.2719 | -14.0397 | 494.271860520088-14.039732805549i | 30.7160084776602-5.59269802308571i | 53132.1027998716-134896.641917256i | 3255.23889165987-1996.61105294948i | 22.1723 | 2.0143 | 22.1722632331262+2.01430126071449i | 8055.19173457457-3721.98223905867i | 17.75 | 8873.5148 | 8055.1917 | -3721.9822
18 | 29.9995 | -5.7525 | 29.9994686464637-5.75248407806184i | 0.39252 | 17.4863 | 0.392520984058117+17.4863167148458i | 4.7276 | 16.6739 | 4.72762171801715+16.6738693029956i | 494.1457 | -14.06 | 494.1456551078-14.0599704404442i | 29.9994686464637-5.75248407806184i | 47039.7242714886-134548.541532445i | 3190.31996127143-2040.37687963114i | 21.6771 | 1.921 | 21.6770542845074+1.92101498723277i | 7921.62595756552-3881.10609001293i | 18 | 8821.2892 | 7921.626 | -3881.1061
18.25 | 29.2814 | -5.8699 | 29.2813530392103-5.8699233142995i | 0.40145 | 17.7331 | 0.401449939723258+17.7330854738085i | 4.7406 | 16.9022 | 4.74056341740807+16.9021768496665i | 494.4758 | -14.3125 | 494.475816922084-14.3125007770698i | 29.2813530392103-5.8699233142995i | 41030.0853033385-133661.436178051i | 3119.54452140614-2078.63576334071i | 21.1893 | 1.8591 | 21.1893132555481+1.85908008424735i | 7782.08480416843-4026.46349367618i | 18.25 | 8762.0347 | 7782.0848 | -4026.4635
18.5 | 28.5693 | -5.9564 | 28.5692914386508-5.95642416799964i | 0.40679 | 17.9826 | 0.406794235110771+17.9826325593117i | 4.747 | 17.1276 | 4.74698104010954+17.1276322860082i | 494.5168 | -14.5183 | 494.516819299769-14.5183444893261i | 28.5692914386508-5.95642416799964i | 35488.0352306166-132454.569236368i | 3052.44827750349-2108.54301501942i | 20.6851 | 1.8215 | 20.6851384279017+1.82154798969374i | 7627.93724026584-4155.01224302783i | 18.5 | 8686.1702 | 7627.9372 | -4155.0122
18.75 | 27.8652 | -5.9998 | 27.865221135552-5.99976118444223i | 0.41411 | 18.2237 | 0.41411148451442+18.223743261153i | 4.751 | 17.3558 | 4.75102941007053+17.355802745553i | 494.3368 | -14.1789 | 494.336840397354-14.1788602039726i | 27.865221135552-5.99976118444223i | 30145.4952577593-131090.821197337i | 2986.55687446164-2140.02086686403i | 20.1934 | 1.818 | 20.1934495949995+1.81802145792638i | 7483.30285409005-4278.27942833551i | 18.75 | 8619.9476 | 7483.3029 | -4278.2794
19 | 27.1645 | -6.0189 | 27.164516535159-6.01886298839758i | 0.41661 | 18.4648 | 0.416607362610725+18.4647936724272i | 4.7558 | 17.5828 | 4.75575242400973+17.582768844666i | 494.1343 | -14.5705 | 494.134347841267-14.5704561969456i | 27.164516535159-6.01886298839758i | 24793.8410751385-129402.271841965i | 2913.8519628058-2170.65642213806i | 19.6983 | 1.832 | 19.6983435118113+1.83198650037857i | 7318.1909073571-4401.92676769109i | 19 | 8540.0748 | 7318.1909 | -4401.9268
19.25 | 26.4791 | -6.0046 | 26.4791235058835-6.00458192125713i | 0.42052 | 18.7108 | 0.42051567874277+18.7107797232821i | 4.76 | 17.8114 | 4.75997095834804+17.8113735007885i | 494.0662 | -14.771 | 494.066183271444-14.7709547499325i | 26.4791235058835-6.00458192125713i | 19922.0585009297-127569.758302391i | 2846.78921895787-2195.44856768926i | 19.2138 | 1.8721 | 19.213782230429+1.8721206423885i | 7164.47396713817-4509.53803269446i | 19.25 | 8465.5549 | 7164.474 | -4509.538
19.5 | 25.8018 | -5.9653 | 25.8018320157499-5.9652819464511i | 0.43408 | 18.9584 | 0.434083667124941+18.9583582641409i | 4.7742 | 18.0418 | 4.77422736580228+18.0417906827139i | 494.051 | -15.1434 | 494.051006007314-15.1433948123126i | 25.8018320157499-5.9652819464511i | 15171.0154245224-125552.476620844i | 2778.56415592723-2219.374874062i | 18.7334 | 1.9371 | 18.73342539409+1.93710780606762i | 7001.68831908881-4608.9122164587i | 19.5 | 8382.4645 | 7001.6883 | -4608.9122
19.75 | 25.1359 | -5.891 | 25.1359386842371-5.89096351626369i | 0.44173 | 19.1953 | 0.441725781801236+19.1953154585176i | 4.7767 | 18.264 | 4.77668295305795+18.2639855578644i | 493.8475 | -15.1161 | 493.847538428763-15.1160852429647i | 25.1359386842371-5.89096351626369i | 10901.2088998525-123435.572039749i | 2716.2186965297-2239.21905430052i | 18.2535 | 2.0174 | 18.2535282979494+2.01739689209602i | 6847.98928216883-4705.78504178237i | 19.75 | 8308.9933 | 6847.9893 | -4705.785
20 | 24.4829 | -5.7939 | 24.4829334241632-5.79386527247572i | 0.4446 | 19.4428 | 0.444597997366699+19.4428485971656i | 4.782 | 18.4881 | 4.78200689462334+18.4881152213594i | 493.7261 | -15.1983 | 493.726102611425-15.1982759570817i | 24.4829334241632-5.79386527247572i | 7001.0175857782-121007.993864645i | 2652.54680516047-2249.17525099132i | 17.7899 | 2.1215 | 17.7898764651032+2.12148686833276i | 6697.67060046041-4772.68797137689i | 20 | 8224.1925 | 6697.6706 | -4772.688
20.25 | 23.8371 | -5.6752 | 23.8370851011532-5.67519064526502i | 0.45276 | 19.6883 | 0.452758205207628+19.6883450150321i | 4.7855 | 18.7191 | 4.78548613247197+18.7190981251842i | 493.7556 | -15.5213 | 493.75563354947-15.5213362018773i | 23.8370851011532-5.67519064526502i | 3055.15883163292-118770.617522578i | 2591.20507280359-2268.54916506403i | 17.323 | 2.2518 | 17.3230024335641+2.25181938505618i | 6541.41090029674-4850.8383937531i | 20.25 | 8143.7516 | 6541.4109 | -4850.8384
20.5 | 23.2161 | -5.5303 | 23.2161375499123-5.53030034692007i | 0.46233 | 19.9301 | 0.46233456145669+19.9301443642699i | 4.7956 | 18.9495 | 4.79556867128697+18.9495028767625i | 493.2023 | -15.6756 | 493.202327513531-15.675573796334i | 23.2161375499123-5.53030034692007i | -651.223705352641-116187.257623622i | 2524.38909204114-2281.60491424299i | 16.8789 | 2.3916 | 16.8788635066804+2.39155387949906i | 6378.83551501172-4922.94546972575i | 20.5 | 8057.601 | 6378.8355 | -4922.9455
20.75 | 22.5975 | -5.3656 | 22.5975223618074-5.36558264239194i | 0.47186 | 20.1759 | 0.471856307313883+20.175879734082i | 4.8049 | 19.1757 | 4.80493899177655+19.175681796886i | 493.4517 | -15.8234 | 493.451721544468-15.8234286965682i | 22.5975223618074-5.36558264239194i | -3959.33574101968-113651.103037312i | 2465.35102032762-2290.66246331235i | 16.4294 | 2.5522 | 16.4293825252375+2.55217151070929i | 6225.01765808641-4979.4224455855i | 20.75 | 7971.5427 | 6225.0177 | -4979.4224
21 | 22.0041 | -5.1767 | 22.0040691020922-5.17668623574227i | 0.47383 | 20.4211 | 0.473833916356794+20.4211428720665i | 4.8123 | 19.401 | 4.8123280517682+19.4009707049285i | 492.7996 | -15.662 | 492.799596849872-15.6620428120961i | 22.0040691020922-5.17668623574227i | -6869.5665286059-110773.436913971i | 2402.26707887471-2288.90276081476i | 16.0005 | 2.7283 | 16.0004915559715+2.72826594895537i | 6066.28543862407-5011.73321045935i | 21 | 7868.754 | 6066.2854 | -5011.7332
21.25 | 21.4174 | -4.9728 | 21.4174144022176-4.97276464005029i | 0.48484 | 20.67 | 0.484838893726643+20.6700219939472i | 4.8075 | 19.6311 | 4.80750322492543+19.6310605572338i | 493.0132 | -16.0709 | 493.013218971927-16.0708541732577i | 21.4174144022176-4.97276464005029i | -9699.35800610504-108596.072413528i | 2356.13209801652-2301.59350066762i | 15.5724 | 2.9185 | 15.5724285386001+2.91852537733185i | 5942.30265445782-5074.08166730425i | 21.25 | 7813.9149 | 5942.3027 | -5074.0817
21.5 | 20.8455 | -4.753 | 20.8455472940475-4.75302062407869i | 0.48888 | 20.9129 | 0.488882434426142+20.9128832777849i | 4.822 | 19.8603 | 4.82198865375399+19.8603113568452i | 492.9139 | -16.0073 | 492.91387850458-16.0072912873345i | 20.8455472940475-4.75302062407869i | -12456.3815340252-105676.603394695i | 2291.15727061084-2302.537345207i | 15.1614 | 3.124 | 15.1614136071376+3.12398065724915i | 5780.47320540868-5103.40384326802i | 21.5 | 7710.9404 | 5780.4732 | -5103.4038
21.75 | 20.2905 | -4.5129 | 20.290536741182-4.51294603076981i | 0.4986 | 21.1575 | 0.498598745959505+21.157474222585i | 4.8287 | 20.0898 | 4.82870928234031+20.0898196716357i | 493.1987 | -15.9362 | 493.198696863179-15.9361872587812i | 20.290536741182-4.51294603076981i | -14900.0419299869-103145.834151434i | 2239.37919378774-2307.00142408014i | 14.7576 | 3.3394 | 14.7575970411653+3.33938246910592i | 5644.81231601662-5145.9213793971i | 21.75 | 7638.3515 | 5644.8123 | -5145.9214
22 | 19.7432 | -4.2614 | 19.7431678986036-4.26144311805545i | 0.50099 | 21.4008 | 0.500988488469993+21.4008297367475i | 4.836 | 20.3155 | 4.83604244263841+20.3154799524081i | 493.3944 | -16.5093 | 493.394393585646-16.5092528327766i | 19.7431678986036-4.26144311805545i | -17262.6273416473-100377.181101813i | 2180.89630940049-2307.97270908702i | 14.3601 | 3.5726 | 14.3600866911613+3.5726291317766i | 5494.07917946803-5169.31902314222i | 22 | 7543.6573 | 5494.0792 | -5169.319
22.25 | 19.2207 | -3.9944 | 19.2206922836959-3.99437483793708i | 0.51531 | 21.6499 | 0.51530646439518+21.6498868064734i | 4.8378 | 20.5431 | 4.83778734606978+20.5430952042496i | 493.2879 | -16.4844 | 493.287908753349-16.4844175389073i | 19.2206922836959-3.99437483793708i | -19169.2971681097-98006.9346348317i | 2138.6644443679-2307.48857419061i | 13.9813 | 3.8167 | 13.9813384991137+3.8167277725693i | 5379.71986985646-5189.63128184827i | 22.25 | 7474.8685 | 5379.7199 | -5189.6313
22.5 | 18.7083 | -3.7173 | 18.7082990554006-3.71731518425817i | 0.52057 | 21.8983 | 0.520568940639587+21.8982640186506i | 4.8405 | 20.7736 | 4.84050962749625+20.7735937451494i | 492.8359 | -16.7346 | 492.835929027983-16.7346052118581i | 18.7082990554006-3.71731518425817i | -21067.1823473796-95374.6398545285i | 2087.14670542844-2304.36496743051i | 13.6052 | 4.071 | 13.6052454991504+4.07101736217563i | 5240.5087941616-5201.81179826337i | 22.5 | 7383.8864 | 5240.5088 | -5201.8118
22.75 | 18.2129 | -3.4235 | 18.2129250341112-3.42348677984153i | 0.5293 | 22.1373 | 0.52930150047202+22.1372910950441i | 4.8568 | 21.0051 | 4.85681914322647+21.0050832728764i | 492.4899 | -17.0243 | 492.48994255144-17.0243448206132i | 18.2129250341112-3.42348677984153i | -23021.3058019865-92509.4996778554i | 2026.27864849306-2302.48292459106i | 13.2444 | 4.3304 | 13.2444048440982+4.33040606807639i | 5082.95020525013-5221.95080715686i | 22.75 | 7287.3282 | 5082.9502 | -5221.9508
23 | 17.7289 | -3.1244 | 17.7288613358265-3.12444873519545i | 0.53118 | 22.3878 | 0.531182608068708+22.3878214400399i | 4.8618 | 21.2389 | 4.86179001379989+21.2389448935335i | 492.4399 | -17.2281 | 492.439854781765-17.2280520880941i | 17.7288613358265-3.12444873519545i | -24635.5149618394-89915.4906676752i | 1975.70603170648-2297.44637200166i | 12.8898 | 4.6057 | 12.8898095494961+4.60570858576339i | 4947.89874181461-5223.64208649052i | 23 | 7195.0079 | 4947.8987 | -5223.6421
23.25 | 17.2613 | -2.8175 | 17.2612916787159-2.81746313670168i | 0.54147 | 22.6369 | 0.541472505174523+22.6369498122494i | 4.8619 | 21.4621 | 4.86192885283011+21.4621161705142i | 492.6789 | -17.2157 | 492.678925659802-17.2157320670504i | 17.2612916787159-2.81746313670168i | -25867.3759642866-87680.7647925219i | 1940.05858033013-2290.55781920464i | 12.5475 | 4.8824 | 12.5475240588298+4.88236847550911i | 4847.01791183877-5223.90227301413i | 23.25 | 7126.2008 | 4847.0179 | -5223.9023
23.5 | 16.8048 | -2.4931 | 16.8048347475245-2.49305023160123i | 0.55337 | 22.88 | 0.553369750663372+22.8800394347865i | 4.8743 | 21.6951 | 4.87427321890052+21.6950798581587i | 492.7176 | -17.0942 | 492.717620488086-17.0942316585023i | 16.8048347475245-2.49305023160123i | -27272.6649077241-85162.0347601526i | 1891.83391106218-2286.58544371454i | 12.2169 | 5.1691 | 12.216880884835+5.16905183888997i | 4720.67186226922-5232.30895139017i | 23.5 | 7047.1129 | 4720.6719 | -5232.309
23.75 | 16.3591 | -2.1673 | 16.3590992225497-2.16731094051871i | 0.55666 | 23.1242 | 0.556659903128433+23.1241606339197i | 4.8788 | 21.9242 | 4.87883656368604+21.9241702006471i | 492.8791 | -17.3007 | 492.879092542204-17.3007069151175i | 16.3590992225497-2.16731094051871i | -28512.7639653117-82727.3250998673i | 1845.92935384358-2280.72733520427i | 11.8884 | 5.46 | 11.8883593037597+5.45998182870676i | 4595.88666220927-5233.3998540684i | 23.75 | 6964.9586 | 4595.8867 | -5233.3999
24 | 15.9384 | -1.8323 | 15.938431861309-1.83232299844557i | 0.56164 | 23.3738 | 0.561638029772818+23.3738259496133i | 4.8889 | 22.1553 | 4.88893383518675+22.1552553714343i | 492.2637 | -17.613 | 492.26365196583-17.6130151733226i | 15.938431861309-1.83232299844557i | -29508.9730802699-80183.4011901856i | 1797.85389903266-2267.47060579121i | 11.5824 | 5.762 | 11.5823611524963+5.76199629809531i | 4469.61132549356-5213.18599357079i | 24 | 6866.9304 | 4469.6113 | -5213.186
24.25 | 15.5197 | -1.4886 | 15.5197058633871-1.48856646007387i | 0.57229 | 23.6221 | 0.572289860069667+23.6220580380058i | 4.8908 | 22.3821 | 4.89078930015194+22.3820984700545i | 492.8291 | -17.4988 | 492.829111880989-17.4987944140718i | 15.5197058633871-1.48856646007387i | -30372.6383364087-78113.0804783468i | 1765.25879469924-2260.34585076263i | 11.2769 | 6.0668 | 11.276901642777+6.06675429886484i | 4378.56181286054-5209.8421321977i | 24.25 | 6805.458 | 4378.5618 | -5209.8421
24.5 | 15.1179 | -1.1417 | 15.1179431708546-1.14171951363718i | 0.58557 | 23.8697 | 0.585566680396699+23.8696996129706i | 4.8957 | 22.617 | 4.8957278105025+22.6169778889127i | 493.0168 | -17.441 | 493.016773100029-17.440999387488i | 15.1179431708546-1.14171951363718i | -31312.0055602829-76035.8425457937i | 1728.96009867288-2256.48550230148i | 10.9863 | 6.3782 | 10.9863445374613+6.3781649334702i | 4280.54147565867-5209.16831818526i | 24.5 | 6742.2897 | 4280.5415 | -5209.1683
24.75 | 14.7252 | -0.78561 | 14.7252141703316-0.785614951128078i | 0.58874 | 24.1166 | 0.588735978545059+24.1165839402225i | 4.9073 | 22.8485 | 4.90726228596948+22.8485038160508i | 492.9382 | -17.7125 | 492.938226891876-17.7125233512705i | 14.7252141703316-0.785614951128078i | -32091.6875869558-73622.020582113i | 1682.62787985567-2243.90304483657i | 10.6946 | 6.6917 | 10.6945878678595+6.69168197439646i | 4153.95658167681-5194.18306945894i | 24.75 | 6650.9317 | 4153.9566 | -5194.1831
25 | 14.3469 | -0.43087 | 14.3468982782762-0.430871906317861i | 0.59329 | 24.3639 | 0.593290182396715+24.3638886975725i | 4.9128 | 23.0786 | 4.91276598278988+23.0786289583931i | 492.8731 | -17.6606 | 492.873111853097-17.6605554489763i | 14.3468982782762-0.430871906317861i | -32720.4557251916-71468.9703325356i | 1644.43687190608-2231.81812012007i | 10.421 | 7.0108 | 10.4209741331563+7.01080041741657i | 4053.86570878702-5171.29733784292i | 25 | 6570.8556 | 4053.8657 | -5171.2973
25.25 | 13.9811 | -0.069037 | 13.9811339919201-0.0690366806454766i | 0.60675 | 24.6155 | 0.60675307125812+24.6154842617004i | 4.9136 | 23.3095 | 4.91355330698691+23.3094918204294i | 492.8891 | -18.0808 | 492.889127191156-18.0808075303862i | 13.9811339919201-0.0690366806454766i | -33315.7019915347-69588.7110291065i | 1614.04172555065-2224.16756554134i | 10.154 | 7.3373 | 10.1539608735058+7.33729941991624i | 3967.05842015294-5158.09779454715i | 25.25 | 6507.1903 | 3967.0584 | -5158.0978
25.5 | 13.6246 | 0.29514 | 13.6246174983556+0.295135003983882i | 0.6152 | 24.8591 | 0.615204804739714+24.8590825954391i | 4.9235 | 23.543 | 4.92349135206836+23.5430378030309i | 493.2362 | -17.9156 | 493.236221222719-17.9156001935485i | 13.6246174983556+0.295135003983882i | -33929.3186793138-67554.9509935662i | 1576.44937148374-2216.17469834018i | 9.8943 | 7.6652 | 9.89425994261611+7.66521308467407i | 3865.39560054858-5141.8675902456i | 25.5 | 6432.7355 | 3865.3956 | -5141.8676
25.75 | 13.2767 | 0.67016 | 13.2766666310807+0.670164573834467i | 0.61775 | 25.1086 | 0.617751929898013+25.108606532588i | 4.9292 | 23.7796 | 4.92915823368061+23.7795688495668i | 493.0773 | -18.2028 | 493.077294493778-18.2028191034086i | 13.2766666310807+0.670164573834467i | -34421.6107282311-65459.7479478677i | 1536.65504375977-2204.47751715331i | 9.6467 | 7.9924 | 9.64665534000723+7.99238234521856i | 3768.77768886153-5126.68813889494i | 25.75 | 6362.9094 | 3768.7777 | -5126.6881
26 | 12.9402 | 1.0426 | 12.9401750378563+1.04261949323527i | 0.62975 | 25.3656 | 0.629754775236532+25.365581529539i | 4.9299 | 24.0054 | 4.92994564790571+24.0054486851577i | 493.1187 | -18.254 | 493.118747881437-18.2539607898025i | 12.9401750378563+1.04261949323527i | -34602.9969736889-63750.8447061204i | 1513.32504548443-2188.5765474656i | 9.3991 | 8.3255 | 9.39909873167456+8.3255337457495i | 3698.016259114-5096.52284423906i | 26 | 6296.8142 | 3698.0163 | -5096.5228
26.25 | 12.6175 | 1.4138 | 12.6175234599496+1.4137836268181i | 0.63734 | 25.6005 | 0.637338929673563+25.6005486874099i | 4.9453 | 24.235 | 4.94529309354478+24.2349756132649i | 493.276 | -18.102 | 493.275962796993-18.1020074539519i | 12.6175234599496+1.4137836268181i | -35039.6888293808-61727.5504456517i | 1473.12538167072-2178.38154900158i | 9.1644 | 8.6574 | 9.16444395770452+8.65743069848674i | 3591.58316753704-5073.2873390293i | 26.25 | 6215.9242 | 3591.5832 | -5073.2873
26.5 | 12.3036 | 1.7939 | 12.3036431127243+1.79392056369362i | 0.65156 | 25.8518 | 0.651562118545032+25.8517685967846i | 4.9475 | 24.4714 | 4.94753620798491+24.4714443546683i | 493.2411 | -18.4418 | 493.241138153563-18.441823154368i | 12.3036431127243+1.79392056369362i | -35396.0086855873-60056.5701705354i | 1444.81585731215-2171.06367971152i | 8.9365 | 8.9952 | 8.93648577021343+8.99517361696162i | 3512.77084917815-5062.25846300112i | 26.5 | 6161.6572 | 3512.7708 | -5062.2585
26.75 | 11.9998 | 2.1721 | 11.9998493846524+2.17206696663808i | 0.65083 | 26.0972 | 0.650830216150948+26.097219162353i | 4.9569 | 24.7019 | 4.95687392197889+24.7019251950407i | 492.9306 | -18.7168 | 492.930582939571-18.7168220808554i | 11.9998493846524+2.17206696663808i | -35575.3632129335-58091.4714529858i | 1406.27971059906-2154.02009497048i | 8.7151 | 9.3301 | 8.71508034210598+9.33014535534229i | 3413.59918412065-5027.73308005136i | 26.75 | 6077.0683 | 3413.5992 | -5027.7331
27 | 11.7048 | 2.5574 | 11.7047932837884+2.55735164961332i | 0.65847 | 26.3563 | 0.658472543130751+26.3563164069168i | 4.964 | 24.936 | 4.96397816005155+24.9360149191556i | 492.618 | -19.0367 | 492.618021769106-19.0367425598834i | 11.7047932837884+2.55735164961332i | -35625.536101608-56365.4610194179i | 1376.94959512656-2136.04934044427i | 8.5053 | 9.6744 | 8.50526057275582+9.67443585600834i | 3339.31168383545-4989.81384547297i | 27 | 6004.1023 | 3339.3117 | -4989.8138
27.25 | 11.4161 | 2.9412 | 11.4161007301719+2.94120895516892i | 0.67185 | 26.5958 | 0.671852771642887+26.5957536720988i | 4.9722 | 25.161 | 4.9721505371787+25.1610127404198i | 492.8317 | -18.8977 | 492.831712536225-18.8977233799379i | 11.4161007301719+2.94120895516892i | -35752.8376395192-54751.9620954144i | 1349.6700780111-2124.49777500516i | 8.294 | 10.014 | 8.29396341502719+10.0140071809943i | 3261.57456990913-4966.01647732245i | 27.25 | 5941.312 | 3261.5746 | -4966.0165
27.5 | 11.145 | 3.3245 | 11.1450415033878+3.32452621977566i | 0.68259 | 26.8427 | 0.682590493169642+26.8427031094418i | 4.9757 | 25.3971 | 4.9756755777853+25.3971402703077i | 492.842 | -19.2121 | 492.84198080722-19.2121283576561i | 11.1450415033878+3.32452621977566i | -35940.6619197213-53235.083413865i | 1322.07610595521-2116.3553043913i | 8.0983 | 10.3589 | 8.09831727773529+10.3589193218504i | 3186.97264000873-4945.87298564347i | 27.5 | 5883.7449 | 3186.9726 | -4945.873
27.75 | 10.871 | 3.709 | 10.8710417187979+3.7090361521867i | 0.68716 | 27.0977 | 0.687158188911512+27.0976648186194i | 4.9854 | 25.6309 | 4.98544092117778+25.6309198505284i | 492.4137 | -19.1535 | 492.413727795459-19.153512551824i | 10.8710417187979+3.7090361521867i | -35881.0643785697-51572.002082018i | 1292.05297997309-2096.71042028382i | 7.9045 | 10.6995 | 7.90445262460213+10.6994555724627i | 3113.71199712896-4905.89640030916i | 27.75 | 5810.5957 | 3113.712 | -4905.8964
28 | 10.6169 | 4.0934 | 10.6169126463464+4.09338784402661i | 0.70345 | 27.3449 | 0.703446725842209+27.3449065131239i | 4.9976 | 25.8626 | 4.99759580240071+25.8625558528914i | 491.8907 | -19.2974 | 491.890661844041-19.2973783063727i | 10.6169126463464+4.09338784402661i | -35879.7062465599-50048.7500963124i | 1264.68093231911-2082.31893402155i | 7.7198 | 11.042 | 7.71975973936808+11.0419542850571i | 3037.27697878988-4874.96304992367i | 28 | 5743.7197 | 3037.277 | -4874.963
28.25 | 10.3617 | 4.4832 | 10.3617299501235+4.48324206063145i | 0.7046 | 27.589 | 0.704600640609544+27.5889732647955i | 5.0024 | 26.089 | 5.00236632862015+26.0889541874277i | 492.3231 | -19.8068 | 492.323079477793-19.8068256592324i | 10.3617299501235+4.48324206063145i | -35849.7227495729-48537.0028883281i | 1236.22119978673-2068.2345132823i | 7.5364 | 11.389 | 7.53639544613897+11.3890375497823i | 2965.11781060657-4841.89059736459i | 28.25 | 5677.6605 | 2965.1178 | -4841.8906
28.5 | 10.1214 | 4.8719 | 10.121421511573+4.87193163034174i | 0.71426 | 27.8399 | 0.714264261815229+27.8399284453804i | 5.0063 | 26.3242 | 5.00629322014222+26.3242439306353i | 491.981 | -19.8895 | 491.981013645123-19.8895093728863i | 10.121421511573+4.87193163034174i | -35782.9626902011-47175.1789669752i | 1212.45929951837-2054.54390993314i | 7.3669 | 11.7283 | 7.36686334024492+11.7283224180526i | 2906.49205805327-4819.16782393928i | 28.5 | 5627.7948 | 2906.4921 | -4819.1678
28.75 | 9.8865 | 5.2586 | 9.88648732165771+5.25862792774056i | 0.72503 | 28.0946 | 0.725034705304433+28.0946345622256i | 5.0078 | 26.5632 | 5.0078106243625+26.5632358904719i | 491.9791 | -19.9356 | 491.97912962563-19.9356370546493i | 9.88648732165771+5.25862792774056i | -35751.2142481327-45946.2916816569i | 1192.06870324432-2043.80283888439i | 7.1906 | 12.0794 | 7.19057000208871+12.0794327836912i | 2842.19285464529-4792.23056750166i | 28.75 | 5571.6725 | 2842.1929 | -4792.2306
29 | 9.6554 | 5.6402 | 9.65541981861491+5.6401883643695i | 0.73829 | 28.3423 | 0.738287643668764+28.3422857272518i | 5.0233 | 26.7987 | 5.02334472395295+26.7987047965494i | 491.7723 | -19.9285 | 491.772288585258-19.9284985723677i | 9.65541981861491+5.6401883643695i | -35707.3023102163-44542.1701208641i | 1164.55437912117-2030.28763805373i | 7.0264 | 12.4216 | 7.02639702650757+12.4215992774873i | 2770.91295868464-4760.88550112539i | 29 | 5508.5379 | 2770.913 | -4760.8855
29.25 | 9.4351 | 6.03 | 9.43510928628803+6.02996104317729i | 0.74377 | 28.5901 | 0.743770407873966+28.5900770323769i | 5.0331 | 27.029 | 5.03309861320422+27.0289997775034i | 492.059 | -20.5536 | 492.059025110661-20.5536432739324i | 9.43510928628803+6.02996104317729i | -35587.1546177928-43194.5175811689i | 1138.02454926081-2015.86337805821i | 6.8734 | 12.7714 | 6.87342842199496+12.7714051937909i | 2708.0295058462-4724.46060573706i | 29.25 | 5445.5442 | 2708.0295 | -4724.4606
29.5 | 9.2173 | 6.4143 | 9.21727360785264+6.41428846851735i | 0.7461 | 28.8394 | 0.746101668183543+28.8393544760105i | 5.0384 | 27.2581 | 5.03842661016636+27.2581450772888i | 491.7147 | -20.3705 | 491.714658304155-20.3704617176211i | 9.21727360785264+6.41428846851735i | -35329.0138052333-41926.9372166762i | 1115.36152041796-1996.7581368377i | 6.7174 | 13.1157 | 6.71736835598186+13.1156867167906i | 2650.40179083827-4679.91792787372i | 29.5 | 5378.314 | 2650.4018 | -4679.9179
29.75 | 9.0153 | 6.8015 | 9.01528021442902+6.80147169085745i | 0.76841 | 29.0925 | 0.768410291871755+29.0924519501294i | 5.043 | 27.4972 | 5.04302801748633+27.4971738508354i | 491.4797 | -20.6421 | 491.479691029399-20.6420940290704i | 9.01528021442902+6.80147169085745i | -35264.9459099282-40895.4185917084i | 1098.91133729961-1988.58570818676i | 6.5735 | 13.4648 | 6.5734608455473+13.4647920676486i | 2602.04300793352-4660.05271955156i | 29.75 | 5337.2951 | 2602.043 | -4660.0527
30 | 8.8101 | 7.1893 | 8.81007668019293+7.1892702588391i | 0.77839 | 29.3411 | 0.778394247186214+29.3411115026756i | 5.0564 | 27.7373 | 5.05643818847576+27.737309413653i | 491.7767 | -20.7409 | 491.776676246524-20.7409347102519i | 8.81007668019293+7.1892702588391i | -35192.6973937295-39662.6084559553i | 1073.36160549073-1977.87608093318i | 6.4212 | 13.8101 | 6.42119555548548+13.8100920614925i | 2530.2024094394-4637.79562210482i | 30 | 5283.0931 | 2530.2024 | -4637.7956
30.25 | 8.6189 | 7.5723 | 8.6188742119451+7.57228604412065i | 0.78149 | 29.5876 | 0.78149143904997+29.5876260748834i | 5.0679 | 27.969 | 5.06794763512926+27.9689685493112i | 491.5842 | -20.8298 | 491.584246657262-20.8297880142085i | 8.6188742119451+7.57228604412065i | -34943.9874607265-38446.9466494556i | 1048.44065968989-1960.49746063756i | 6.2902 | 14.1489 | 6.29017463424583+14.148907057771i | 2474.47055616282-4600.28644827216i | 30.25 | 5223.5658 | 2474.4706 | -4600.2864
30.5 | 8.4201 | 7.9565 | 8.42010933478193+7.95645103384058i | 0.78396 | 29.8457 | 0.783957938971215+29.8457323151238i | 5.0686 | 28.1978 | 5.06862734230614+28.1977734962047i | 491.3667 | -21.1457 | 491.366706332836-21.1456649380013i | 8.42010933478193+7.95645103384058i | -34618.8686106273-37393.4508983063i | 1031.09006402441-1941.24365693851i | 6.1513 | 14.4986 | 6.15127360089375+14.4985997317169i | 2432.89858050107-4551.74385997602i | 30.5 | 5161.1402 | 2432.8986 | -4551.7439
30.75 | 8.2381 | 8.3442 | 8.23811891120613+8.34423319645297i | 0.80189 | 30.0995 | 0.801893155740913+30.0994814855684i | 5.0727 | 28.43 | 5.07268725800274+28.4300015340828i | 491.1176 | -20.9567 | 491.117571454726-20.9566679599351i | 8.23811891120613+8.34423319645297i | -34347.8770231252-36492.9974025848i | 1018.74307524361-1927.05134688942i | 6.0205 | 14.8422 | 6.02049041965885+14.842235713609i | 2395.64443206796-4524.11882884474i | 30.75 | 5119.2542 | 2395.6444 | -4524.1188
31 | 8.0578 | 8.73 | 8.05783375894263+8.730024051181i | 0.81692 | 30.3506 | 0.816924800306494+30.3505637930583i | 5.0797 | 28.6761 | 5.07970315769804+28.676060572518i | 491.0379 | -21.3584 | 491.03791783565-21.3584108164975i | 8.05783375894263+8.730024051181i | -34302.4308606107-35475.9491306066i | 997.595376348942-1920.67028178197i | 5.8955 | 15.1892 | 5.89550451614404+15.1892416950104i | 2342.56005822411-4508.11860907544i | 31 | 5080.4253 | 2342.5601 | -4508.1186
31.25 | 7.8822 | 9.1097 | 7.88223273694144+9.10967289350654i | 0.8138 | 30.5947 | 0.813795749120263+30.5947321702363i | 5.0909 | 28.9099 | 5.09087511142736+28.9099390190173i | 490.5297 | -21.5464 | 490.529724079552-21.5463520618918i | 7.88223273694144+9.10967289350654i | -34026.7278613359-34289.3824054398i | 969.941699902352-1902.84323270336i | 5.7621 | 15.5301 | 5.76210791099315+15.5300966356954i | 2267.63290177613-4466.01835528172i | 31.25 | 5008.7403 | 2267.6329 | -4466.0184
31.5 | 7.7128 | 9.4942 | 7.71278606633182+9.49422597859903i | 0.8278 | 30.8545 | 0.827801285293319+30.8545245696959i | 5.1023 | 29.137 | 5.10231196571741+29.1369755613827i | 490.2528 | -21.5978 | 490.252751532636-21.5977967215502i | 7.71278606633182+9.49422597859903i | -33612.042723984-33382.8042641191i | 956.286240203358-1881.81165926466i | 5.6562 | 15.8775 | 5.65618209990779+15.8774982143216i | 2244.65554285653-4415.13304354377i | 31.5 | 4952.9666 | 2244.6555 | -4415.133
31.75 | 7.5446 | 9.8768 | 7.54462341238691+9.87678290245711i | 0.84177 | 31.1068 | 0.841771139532029+31.1068489538813i | 5.1051 | 29.3765 | 5.10510599914506+29.3765499126519i | 490.5942 | -21.8663 | 490.594191856948-21.8662614315317i | 7.54462341238691+9.87678290245711i | -33481.9143862513-32549.6654401822i | 941.416186308962-1874.32709413004i | 5.5297 | 16.221 | 5.52966456701393+16.2209555792622i | 2196.48621150467-4399.88084541308i | 31.75 | 4917.6725 | 2196.4862 | -4399.8808
32 | 7.392 | 10.2528 | 7.39200632761498+10.2527948852976i | 0.85133 | 31.3543 | 0.851334079568663+31.3543120379563i | 5.1209 | 29.6158 | 5.12088960343405+29.6158107293833i | 490.6527 | -22.053 | 490.652688671763-22.0529655845277i | 7.39200632761498+10.2527948852976i | -33289.1966290252-31582.7031549723i | 919.383596952609-1862.54775533854i | 5.4206 | 16.5619 | 5.42064297510699+16.5619224704618i | 2139.21169750898-4369.50236124772i | 32 | 4865.0568 | 2139.2117 | -4369.5024
32.25 | 7.2349 | 10.6383 | 7.23492237374774+10.6382885032657i | 0.86015 | 31.6082 | 0.86015082448765+31.6082436571453i | 5.1246 | 29.8453 | 5.12462147010073+29.8452956487772i | 490.5209 | -21.6281 | 490.520933154438-21.6280534810005i | 7.23492237374774+10.6382885032657i | -32894.5982750175-30798.1466129821i | 907.912843243847-1844.65512460477i | 5.3157 | 16.9055 | 5.31567204073861+16.9055037877099i | 2115.38984611962-4329.86915963603i | 32.25 | 4818.9876 | 2115.3898 | -4329.8692
32.5 | 7.0887 | 11.0174 | 7.08865031459268+11.0173618271581i | 0.86884 | 31.865 | 0.868836381764355+31.8649720649326i | 5.1346 | 30.0912 | 5.13456256587603+30.0912384503495i | 490.568 | -21.7738 | 490.568028420044-21.7737780596744i | 7.08865031459268+11.0173618271581i | -32690.6804443917-29953.8144493192i | 889.768743571787-1833.53756313967i | 5.2076 | 17.2464 | 5.20755498792759+17.2464484255675i | 2064.65972387483-4306.72737349462i | 32.5 | 4776.057 | 2064.6597 | -4306.7274
32.75 | 6.9415 | 11.4026 | 6.94152274662999+11.402588662446i | 0.87955 | 32.1178 | 0.879548586917286+32.1177698565248i | 5.1382 | 30.3255 | 5.13824149376016+30.3254900354982i | 490.4603 | -22.1366 | 490.460332607583-22.1366332258595i | 6.94152274662999+11.402588662446i | -32400.5048934739-29167.9761187347i | 875.377591516949-1820.26026612885i | 5.1061 | 17.5922 | 5.10611538939573+17.5922046086938i | 2029.37898520721-4275.74258979009i | 32.75 | 4732.9012 | 2029.379 | -4275.7426
33 | 6.8003 | 11.7727 | 6.80027065602637+11.7727178366004i | 0.88358 | 32.363 | 0.883582445888971+32.3629744030012i | 5.1392 | 30.5596 | 5.13915400882435+30.5596012713415i | 490.6164 | -22.1315 | 490.616366042763-22.1315144538154i | 6.80027065602637+11.7727178366004i | -32171.3449650036-28430.6985682066i | 860.734077805691-1809.78998562007i | 5.0027 | 17.9292 | 5.00266727997586+17.9291769330084i | 1988.56138374611-4247.79076364752i | 33 | 4690.2135 | 1988.5614 | -4247.7908
33.25 | 6.6638 | 12.1548 | 6.66378666305123+12.1547610333235i | 0.89157 | 32.6241 | 0.89156778369611+32.6240638903343i | 5.1551 | 30.8063 | 5.15506979875115+30.8062663737038i | 490.5802 | -22.4625 | 490.580183928212-22.4624616518237i | 6.66378666305123+12.1547610333235i | -31900.0387220967-27576.875309601i | 840.893800747885-1795.56001741007i | 4.9158 | 18.2689 | 4.91576721724188+18.2689404176736i | 1949.69795412776-4219.64579566633i | 33.25 | 4648.3043 | 1949.698 | -4219.6458
33.5 | 6.5244 | 12.5273 | 6.52444603088586+12.5273012149572i | 0.9096 | 32.8796 | 0.90960385148546+32.8795904303819i | 5.1639 | 31.0414 | 5.16386705796224+31.0414147818337i | 491.0036 | -22.2129 | 491.003630365514-22.2128503360306i | 6.52444603088586+12.5273012149572i | -31652.9832175655-26942.7545203085i | 831.467799125464-1784.64168342207i | 4.8172 | 18.6126 | 4.81719648733003+18.6126111612469i | 1920.1544283723-4188.8731137433i | 33.5 | 4607.9986 | 1920.1544 | -4188.8731
33.75 | 6.4046 | 12.9055 | 6.40464869460383+12.9055123984927i | 0.92512 | 33.1314 | 0.925123351215763+33.1313958206647i | 5.1727 | 31.2751 | 5.17274335926898+31.2751249916242i | 490.7314 | -22.1842 | 490.731439357121-22.1842395811788i | 6.40464869460383+12.9055123984927i | -31312.9168258924-26286.5599783493i | 820.039850120079-1770.32296784436i | 4.7348 | 18.9482 | 4.73479832810958+18.9482313577046i | 1891.07146844164-4160.79302426421i | 33.75 | 4570.3774 | 1891.0715 | -4160.793
34 | 6.2691 | 13.2794 | 6.26908275432306+13.2794373335632i | 0.92178 | 33.3821 | 0.921776305614825+33.3821400265496i | 5.1713 | 31.5161 | 5.17134351022936+31.5160716292345i | 490.7166 | -22.572 | 490.716595646573-22.5719699797672i | 6.26908275432306+13.2794373335632i | -31076.2507330156-25539.0578904082i | 802.449614503392-1759.32536393488i | 4.6404 | 19.2915 | 4.64044969854279+19.2915111888323i | 1850.58092291718-4128.33749856149i | 34 | 4524.1375 | 1850.5809 | -4128.3375
34.25 | 6.1553 | 13.647 | 6.15534886958458+13.6469846257351i | 0.93412 | 33.6403 | 0.934117088440418+33.6402825863237i | 5.1839 | 31.7552 | 5.18393702920929+31.7551835499998i | 490.3752 | -22.8893 | 490.37515491985-22.8893004902296i | 6.15534886958458+13.6469846257351i | -30769.281501925-24876.3050229538i | 788.550751115467-1744.90910971584i | 4.5563 | 19.6197 | 4.55626943094253+19.6197145880656i | 1810.86007388163-4102.65910867616i | 34.25 | 4484.5319 | 1810.8601 | -4102.6591
34.5 | 6.0294 | 14.026 | 6.02938795981647+14.0259513041996i | 0.94645 | 33.9021 | 0.946454502079219+33.9021093955402i | 5.194 | 31.9953 | 5.19402754285724+31.9952905865185i | 490.4458 | -22.8915 | 490.445816849505-22.8914509477244i | 6.02938795981647+14.0259513041996i | -30452.7514148297-24232.2390447344i | 776.564877313332-1730.71570741914i | 4.4754 | 19.9657 | 4.47544162141617+19.9657399077314i | 1786.38215347618-4066.70165325321i | 34.5 | 4441.7591 | 1786.3822 | -4066.7017
34.75 | 5.917 | 14.386 | 5.91701841581165+14.3860387475888i | 0.96349 | 34.1527 | 0.963493180735005+34.1526994167033i | 5.2026 | 32.2337 | 5.20255189694806+32.2336881429824i | 490.0183 | -23.1872 | 490.018267238516-23.1871693028879i | 5.91701841581165+14.3860387475888i | -30235.6570939651-23629.4727876035i | 764.10920736692-1721.11475501621i | 4.3924 | 20.3008 | 4.39240248563176+20.3008221440643i | 1746.41524296881-4037.88610448282i | 34.75 | 4399.3739 | 1746.4152 | -4037.8861
35 | 5.8068 | 14.7647 | 5.80683110206626+14.7647279659404i | 0.96693 | 34.4084 | 0.966925715665024+34.4083946417351i | 5.2139 | 32.4651 | 5.2138673239463+32.4651239967572i | 489.6123 | -23.451 | 489.612277604238-23.4510296605819i | 5.80683110206626+14.7647279659404i | -29791.702148205-22946.8475549217i | 749.016515563166-1701.15242576171i | 4.3207 | 20.6381 | 4.32073727318438+20.638111298428i | 1716.64495598646-3995.0374108749i | 35 | 4348.2403 | 1716.645 | -3995.0374
35.25 | 5.6923 | 15.1294 | 5.69226040069008+15.1294339006964i | 0.97389 | 34.668 | 0.973889528085381+34.6680374453124i | 5.214 | 32.7119 | 5.21400396770003+32.7119105110242i | 489.3855 | -23.4842 | 489.385514660215-23.4842341418759i | 5.69226040069008+15.1294339006964i | -29565.6756068039-22403.2366878611i | 738.146870557814-1691.44771401306i | 4.2364 | 20.969 | 4.23636248491165+20.9690163027775i | 1685.37785125114-3975.75208204241i | 35.25 | 4318.2292 | 1685.3779 | -3975.7521
35.5 | 5.5946 | 15.502 | 5.59459992306375+15.5020262174151i | 0.99606 | 34.927 | 0.996061685310192+34.9270250744552i | 5.2248 | 32.9543 | 5.22481981547771+32.9542816246058i | 489.8309 | -23.513 | 489.830927244649-23.5130216440509i | 5.59459992306375+15.5020262174151i | -29325.7985950958-21933.3586089958i | 730.781353538125-1682.69377173898i | 4.1774 | 21.3066 | 4.17741359912971+21.30657269927i | 1671.18648616632-3955.96114649939i | 35.5 | 4294.4724 | 1671.1865 | -3955.9611
35.75 | 5.4765 | 15.867 | 5.47646087662611+15.8669814377852i | 1.0008 | 35.1766 | 1.00079306164618+35.1766053451357i | 5.2339 | 33.1966 | 5.23386558265703+33.1965815211249i | 489.4713 | -23.7591 | 489.471345401025-23.759067843228i | 5.47646087662611+15.8669814377852i | -29091.5417821168-21245.6391758812i | 712.766830056651-1671.79068312657i | 4.0959 | 21.6377 | 4.09593957892211+21.6376719357056i | 1628.84702918658-3929.65157017911i | 35.75 | 4253.8576 | 1628.847 | -3929.6516
36 | 5.3902 | 16.2327 | 5.39016064459046+16.2326748240974i | 1.008 | 35.435 | 1.00798631186097+35.434953412978i | 5.2517 | 33.4311 | 5.25172119819564+33.4311269854357i | 489.7055 | -23.9515 | 489.705456371857-23.9515430116777i | 5.39016064459046+16.2326748240974i | -28706.2705757739-20697.8486996017i | 700.253412088615-1654.74649050424i | 4.0292 | 21.9715 | 4.02921310087474+21.9715263269897i | 1591.26584038579-3890.77216558346i | 36 | 4203.5979 | 1591.2658 | -3890.7722
36.25 | 5.2843 | 16.5975 | 5.28430996089411+16.5975114837349i | 1.0125 | 35.6994 | 1.01250132535014+35.6994390957385i | 5.2476 | 33.6731 | 5.24759562134471+33.6730999043306i | 489.2919 | -24.1522 | 489.291947130006-24.1521911568425i | 5.28430996089411+16.5975114837349i | -28402.4575284197-20238.7007500091i | 692.368014138075-1641.72547541655i | 3.9572 | 22.3103 | 3.9572428292876+22.3102867560792i | 1573.1606272582-3856.29687392764i | 36.25 | 4164.8361 | 1573.1606 | -3856.2969
36.5 | 5.1916 | 16.9576 | 5.19155816672167+16.957597885352i | 1.0298 | 35.956 | 1.02981216866147+35.9560419667825i | 5.2509 | 33.9223 | 5.25085203321211+33.9223109402896i | 488.9392 | -24.2971 | 488.939235388632-24.2970807156793i | 5.19155816672167+16.957597885352i | -28226.6958376701-19790.9033595035i | 683.454089606271-1635.45277848918i | 3.8971 | 22.6335 | 3.89706740868636+22.6335256192758i | 1552.85091033155-3847.62830554766i | 36.5 | 4149.1673 | 1552.8509 | -3847.6283
36.75 | 5.097 | 17.3261 | 5.09699643474759+17.3260535994815i | 1.0476 | 36.2083 | 1.04761027553113+36.208316137933i | 5.2636 | 34.1632 | 5.26360550408365+34.1631809979092i | 488.9168 | -24.6135 | 488.916817649382-24.6135103995724i | 5.09699643474759+17.3260535994815i | -27985.1238328716-19257.0911655044i | 671.144541303755-1626.01527156706i | 3.8333 | 22.9731 | 3.83328587977524+22.9731276830811i | 1520.2257464562-3820.05841899854i | 36.75 | 4111.4392 | 1520.2257 | -3820.0584
37 | 5.007 | 17.6824 | 5.00704163810165+17.6823985765627i | 1.0434 | 36.4689 | 1.04337698321363+36.4689049761936i | 5.2815 | 34.4052 | 5.28153270910346+34.4051883833292i | 488.6549 | -24.7783 | 488.65489291313-24.7782898319828i | 5.00704163810165+17.6823985765627i | -27621.7374513134-18654.8061952254i | 653.68128705583-1608.21337515803i | 3.7669 | 23.3046 | 3.7669222560797+23.3045875723991i | 1477.03329200466-3774.75719391668i | 37 | 4053.4454 | 1477.0333 | -3774.7572
37.25 | 4.9237 | 18.048 | 4.92366165383757+18.0479962240528i | 1.0573 | 36.7308 | 1.05732511125222+36.7307756342203i | 5.2864 | 34.6433 | 5.2863970538793+34.6432563967215i | 488.5291 | -24.908 | 488.529118679681-24.9079660560391i | 4.92366165383757+18.0479962240528i | -27297.6273305079-18269.1371014642i | 647.746729707303-1595.16063041972i | 3.7191 | 23.637 | 3.71906448075293+23.6370467956528i | 1469.95216682454-3745.3889052002i | 37.25 | 4023.518 | 1469.9522 | -3745.3889
37.5 | 4.8291 | 18.4068 | 4.82912287943009+18.40681707936i | 1.069 | 36.9889 | 1.06904638753049+36.9888584910033i | 5.2797 | 34.8836 | 5.27971128785882+34.883624460963i | 488.7012 | -24.989 | 488.70117097879-24.9890358468208i | 4.82912287943009+18.40681707936i | -27083.8055982975-17932.951055114i | 643.778694773442-1587.79447752246i | 3.6443 | 23.9612 | 3.64431633840102+23.9612195573266i | 1449.46069724984-3734.81032815763i | 37.5 | 4006.2132 | 1449.4607 | -3734.8103
37.75 | 4.7567 | 18.7675 | 4.75671967153246+18.7675098542238i | 1.0899 | 37.2512 | 1.08988115452538+37.2511988346752i | 5.3032 | 35.1339 | 5.303152527282+35.1339375366013i | 489.1638 | -24.9992 | 489.163835386626-24.9991906088645i | 4.75671967153246+18.7675098542238i | -26862.8902171904-17487.2962179099i | 632.871399052043-1578.88003149217i | 3.6076 | 24.29 | 3.60762522232918+24.2899941181095i | 1432.14849093849-3715.07676644031i | 37.75 | 3981.5631 | 1432.1485 | -3715.0768
38 | 4.662 | 19.127 | 4.66200828316017+19.1269652210507i | 1.0842 | 37.5032 | 1.08419638789864+37.5031578550639i | 5.3085 | 35.3779 | 5.30847500162405+35.3779163083895i | 489.1308 | -25.1502 | 489.130846152185-25.1502070017839i | 4.66200828316017+19.1269652210507i | -26596.359756705-16945.7758522028i | 616.979184809678-1567.45174568598i | 3.5415 | 24.6268 | 3.54146581896144+24.6268315762231i | 1395.36399382561-3678.36222100669i | 38 | 3934.1313 | 1395.364 | -3678.3622
38.25 | 4.5986 | 19.4804 | 4.59857882314099+19.4803896428007i | 1.1004 | 37.7728 | 1.10038693120601+37.7727500522033i | 5.3221 | 35.6136 | 5.32211419049892+35.6136200574641i | 488.4857 | -25.2962 | 488.485749226353-25.2961739155857i | 4.59857882314099+19.4803896428007i | -26201.0744946978-16615.4190175329i | 612.023052180875-1549.39263928705i | 3.4929 | 24.9477 | 3.49287637951343+24.9477270353002i | 1376.49663558875-3645.05276143527i | 38.25 | 3896.2999 | 1376.4966 | -3645.0528
38.5 | 4.5109 | 19.8403 | 4.51087800252733+19.8402803603409i | 1.1113 | 38.0272 | 1.11127385131222+38.0271748921678i | 5.3118 | 35.8568 | 5.31181118978332+35.8568433420091i | 489.0265 | -25.4157 | 489.026505162958-25.4157207616279i | 4.51087800252733+19.8402803603409i | -26039.194997854-16318.193402148i | 608.360711030265-1545.47443750339i | 3.4356 | 25.2747 | 3.43557980801025+25.2747490991656i | 1368.87528570874-3637.24252138979i | 38.5 | 3886.3032 | 1368.8753 | -3637.2425
38.75 | 4.442 | 20.1948 | 4.44203142972196+20.1947618604729i | 1.1338 | 38.2819 | 1.13380645484628+38.2819448575503i | 5.3254 | 36.1086 | 5.32540275274836+36.1085891318367i | 488.6299 | -25.5305 | 488.629901326584-25.5305018468837i | 4.44203142972196+20.1947618604729i | -25866.0462204155-15915.2700690653i | 598.335881651759-1539.5142478494i | 3.3907 | 25.5969 | 3.39069816118888+25.596944159248i | 1342.42140572237-3626.25532070209i | 38.75 | 3866.7587 | 1342.4214 | -3626.2553
39 | 4.3682 | 20.5536 | 4.36824841173794+20.5536218762287i | 1.124 | 38.5495 | 1.1240150754261+38.5494903417366i | 5.3349 | 36.3582 | 5.33492323250747+36.3582128051728i | 488.8513 | -25.9719 | 488.851320567484-25.9719220211835i | 4.36824841173794+20.5536218762287i | -25549.1905461144-15454.6648858873i | 583.870813304833-1524.98356805271i | 3.3474 | 25.9342 | 3.34736682088694+25.9342350333141i | 1318.98984581702-3584.4315042359i | 39 | 3819.4088 | 1318.9898 | -3584.4315
39.25 | 4.2943 | 20.895 | 4.29431984763337+20.8950097092651i | 1.144 | 38.8036 | 1.14404171961514+38.8036038271793i | 5.3493 | 36.5892 | 5.3493060940035+36.58923246674i | 488.7148 | -25.8165 | 488.71476521172-25.816483454481i | 4.29431984763337+20.8950097092651i | -25278.1948055678-15115.0245719441i | 577.831910322068-1513.15764129242i | 3.2874 | 26.2506 | 3.28735661460133+26.2506404844507i | 1290.93375845266-3558.13540807492i | 39.25 | 3785.0809 | 1290.9338 | -3558.1354
39.5 | 4.2377 | 21.2536 | 4.2376826327834+21.2536326884108i | 1.1685 | 39.0714 | 1.16854506803246+39.0713755920261i | 5.3633 | 36.8288 | 5.36327810831857+36.8288211494864i | 488.0317 | -26.0346 | 488.031709066345-26.0345618489538i | 4.2376826327834+21.2536326884108i | -24939.7169677586-14817.4127164854i | 573.491171620839-1498.49733549672i | 3.2542 | 26.5788 | 3.25420570514869+26.5788139593824i | 1280.83707723907-3527.32331828367i | 39.5 | 3752.6728 | 1280.8371 | -3527.3233
39.75 | 4.1557 | 21.6021 | 4.15569908262187+21.6020831005338i | 1.1655 | 39.3251 | 1.16551367766445+39.3250600170164i | 5.3593 | 37.0787 | 5.35934137827612+37.0786718466459i | 487.5963 | -26.2286 | 487.596318625624-26.2286223373339i | 4.15569908262187+21.6020831005338i | -24743.2516909554-14415.8809025245i | 561.857782120928-1490.90701608606i | 3.2025 | 26.8989 | 3.2024966980246+26.8989437088507i | 1260.09938095172-3508.27033848744i | 39.75 | 3727.7086 | 1260.0994 | -3508.2703
40 | 4.1093 | 21.9485 | 4.10933950766804+21.9485085786144i | 1.1879 | 39.5801 | 1.1878560718343+39.5800942939534i | 5.3769 | 37.3235 | 5.37690716776739+37.3234836539161i | 487.4548 | -26.5612 | 487.45480137055-26.5612060129286i | 4.10933950766804+21.9485085786144i | -24525.4347084644-14095.5009291349i | 553.760230985485-1482.75013222254i | 3.1659 | 27.2156 | 3.1658509747379+27.2155585978378i | 1231.0353156758-3493.35010314764i | 40 | 3703.9091 | 1231.0353 | -3493.3501
40.25 | 4.0288 | 22.2992 | 4.02875550495008+22.2992337420255i | 1.1868 | 39.8542 | 1.18683071640814+39.854165359056i | 5.3899 | 37.5701 | 5.38992156621236+37.5701056187728i | 487.2671 | -26.7118 | 487.26706809255-26.7118013780911i | 4.02875550495008+22.2992337420255i | -24211.5770845951-13689.8996244548i | 542.344976708074-1466.98838136512i | 3.1243 | 27.5465 | 3.12425171356502+27.5465160573718i | 1218.91105136485-3450.72678789843i | 40.25 | 3659.6802 | 1218.9111 | -3450.7268
40.5 | 3.9755 | 22.6453 | 3.97548612664555+22.6452714869942i | 1.2081 | 40.1077 | 1.20810006073229+40.1077098576143i | 5.3979 | 37.8066 | 5.39793946776997+37.8065820240869i | 487.1879 | -26.7721 | 487.187911992557-26.7721470378476i | 3.97548612664555+22.6452714869942i | -23971.3113973054-13438.9828714886i | 538.522498304932-1458.07879260055i | 3.0794 | 27.8606 | 3.07938683802914+27.8606112866626i | 1197.31288575441-3436.4809543481i | 40.5 | 3639.0877 | 1197.3129 | -3436.481
40.75 | 3.9106 | 22.9991 | 3.91064195229549+22.9991450222817i | 1.2179 | 40.3665 | 1.21794049947514+40.3664989161056i | 5.3993 | 38.0537 | 5.39933245721512+38.0537138722864i | 487.4259 | -27.1748 | 487.425887278242-27.1748378835626i | 3.91064195229549+22.9991450222817i | -23774.9259523356-13136.5535185107i | 531.373745134087-1451.32971677466i | 3.0441 | 28.1862 | 3.04414249923061+28.1861969111673i | 1187.54654593511-3419.33091774562i | 40.75 | 3619.681 | 1187.5465 | -3419.3309
41 | 3.8601 | 23.3345 | 3.86007343257227+23.3344862390551i | 1.2227 | 40.6238 | 1.22274185784033+40.623760867365i | 5.4056 | 38.2973 | 5.40558676604452+38.2972972300213i | 487.1885 | -27.0317 | 487.188456567162-27.0317306116809i | 3.86007343257227+23.3344862390551i | -23528.7310805891-12872.3066209428i | 524.724226790487-1440.9281700655i | 3.0014 | 28.501 | 3.00135910427078+28.5009676190052i | 1163.21630385362-3393.73355861283i | 41 | 3587.5479 | 1163.2163 | -3393.7336
41.25 | 3.8116 | 23.6882 | 3.81160890882403+23.6882388643215i | 1.2448 | 40.8959 | 1.24481587301739+40.8958946359752i | 5.4292 | 38.5469 | 5.42917831349513+38.5468727850405i | 487.0028 | -27.8061 | 487.002758463389-27.806055801848i | 3.81160890882403+23.6882388643215i | -23271.6555355749-12536.9070929886i | 515.366573670266-1429.27631713054i | 2.9822 | 28.8236 | 2.98218548519904+28.8235887222886i | 1150.55158501453-3371.4495847245i | 41.25 | 3562.3646 | 1150.5516 | -3371.4496
41.5 | 3.7463 | 24.0259 | 3.74628599334098+24.0258784063446i | 1.2603 | 41.15 | 1.26028952765312+41.149989945416i | 5.4372 | 38.7903 | 5.43721606337626+38.7903441730239i | 486.7692 | -27.7058 | 486.769173950174-27.7057605185775i | 3.74628599334098+24.0258784063446i | -23089.534617754-12241.9439928527i | 508.430514713484-1422.17545271258i | 2.9314 | 29.1444 | 2.93139365208388+29.1444196413672i | 1123.72417511026-3348.63010554925i | 41.5 | 3532.1494 | 1123.7242 | -3348.6301
41.75 | 3.7064 | 24.373 | 3.70644874337126+24.3729913397932i | 1.2677 | 41.4135 | 1.26765177346043+41.4134600012786i | 5.4509 | 39.0267 | 5.45094658763589+39.0266996176875i | 486.6407 | -27.5331 | 486.640748510497-27.5331031915454i | 3.70644874337126+24.3729913397932i | -22736.2559343255-11999.7659668366i | 502.935531941167-1406.22972652416i | 2.9088 | 29.4611 | 2.90878561335379+29.4611465061438i | 1115.15473447737-3315.90356056281i | 41.75 | 3498.3977 | 1115.1547 | -3315.9036
42 | 3.6459 | 24.7099 | 3.64592500680221+24.7098996988489i | 1.2708 | 41.6778 | 1.27084599155876+41.6778002300272i | 5.4477 | 39.2798 | 5.44769647628928+39.2798136204434i | 486.7538 | -27.8966 | 486.753814150726-27.8965903145216i | 3.64592500680221+24.7098996988489i | -22585.8949590108-11757.0572689204i | 496.845412314934-1400.64128900039i | 2.8687 | 29.7792 | 2.86869067905801+29.7791787806508i | 1101.73178206898-3299.90165715065i | 42 | 3478.9602 | 1101.7318 | -3299.9017
42.25 | 3.6035 | 25.0519 | 3.60349552659638+25.0519305579652i | 1.2977 | 41.9418 | 1.29767539039832+41.9417611346159i | 5.4626 | 39.5326 | 5.46264693470663+39.5325866694502i | 486.3662 | -28.0687 | 486.366150870763-28.0686506473115i | 3.60349552659638+25.0519305579652i | -22411.5398395303-11518.7988073376i | 491.678763999336-1394.04966362724i | 2.8386 | 30.0876 | 2.83861901017366+30.0875626630798i | 1083.42667569138-3295.78877338899i | 42.25 | 3469.2992 | 1083.4267 | -3295.7888
42.5 | 3.5456 | 25.3912 | 3.54558231399096+25.3911760744968i | 1.3124 | 42.2001 | 1.31242563261439+42.2000951607591i | 5.4834 | 39.7735 | 5.48343900339065+39.7735258816234i | 486.4991 | -28.4538 | 486.499090152257-28.4538035566255i | 3.54558231399096+25.3911760744968i | -22194.6970650503-11180.4020551497i | 481.229094828986-1384.34582937925i | 2.8093 | 30.4138 | 2.80929565618578+30.4137810559013i | 1063.78933540819-3261.10680081595i | 42.5 | 3430.2282 | 1063.7893 | -3261.1068
42.75 | 3.5038 | 25.7233 | 3.50378952868177+25.7232984563735i | 1.3155 | 42.4616 | 1.31551008224975+42.4615666650978i | 5.4921 | 40.0111 | 5.49209632775227+40.0111456497433i | 486.7916 | -28.367 | 486.791568352835-28.3670125344193i | 3.50378952868177+25.7232984563735i | -21927.5737702673-10976.283388193i | 476.351693921028-1372.30232571942i | 2.7697 | 30.7218 | 2.76973436071739+30.7218269148672i | 1042.57277268672-3237.56402115982i | 42.75 | 3401.2908 | 1042.5728 | -3237.564
43 | 3.4575 | 26.0731 | 3.45745246741076+26.0730884225781i | 1.343 | 42.7383 | 1.34298445179226+42.7382576955179i | 5.4966 | 40.2625 | 5.49655099236485+40.2624777090046i | 486.2113 | -28.328 | 486.211294937322-28.3279974578875i | 3.45745246741076+26.0730884225781i | -21703.6684275444-10828.7889425107i | 476.869030140023-1362.84200702919i | 2.7584 | 31.0409 | 2.75842602007523+31.0408722411494i | 1057.79363791743-3221.98677217591i | 43 | 3391.1836 | 1057.7936 | -3221.9868
43.25 | 3.4055 | 26.4057 | 3.40550696018471+26.4057121756984i | 1.3474 | 42.9934 | 1.34742810594429+42.9934185920083i | 5.5017 | 40.5064 | 5.50174356922885+40.5064012345295i | 485.8063 | -28.5663 | 485.806343486236-28.5662990903565i | 3.40550696018471+26.4057121756984i | -21496.2158512947-10558.3069629627i | 468.514513252012-1354.04227083734i | 2.7125 | 31.3562 | 2.71246742080213+31.3562445658143i | 1027.05941345782-3197.53035629311i | 43.25 | 3358.4299 | 1027.0594 | -3197.5304
43.5 | 3.3696 | 26.7436 | 3.36955802391999+26.74361432809i | 1.3596 | 43.2494 | 1.35960956871268+43.2493550174152i | 5.5234 | 40.7601 | 5.52341068069779+40.7600825743744i | 485.7253 | -28.915 | 485.72528309621-28.9149560087213i | 3.36955802391999+26.74361432809i | -21316.3789633413-10246.3129036063i | 456.736289321104-1347.07043937017i | 2.6957 | 31.668 | 2.69574975134088+31.6680103285293i | 1004.33064429601-3181.5779365961i | 43.5 | 3336.333 | 1004.3306 | -3181.5779
43.75 | 3.3152 | 27.0813 | 3.31517414093606+27.0813221818727i | 1.3684 | 43.5268 | 1.36835651426395+43.5268365125077i | 5.5352 | 41.0061 | 5.53521745195388+41.0061261481283i | 486.2553 | -28.8055 | 486.255305546839-28.8054726369178i | 3.31517414093606+27.0813221818727i | -21085.7339662896-10045.6725387617i | 452.719848377612-1335.7500717466i | 2.6672 | 31.9935 | 2.66717931912034+31.9935194960103i | 1000.78280275125-3148.51526798634i | 43.75 | 3303.7425 | 1000.7828 | -3148.5153
44 | 3.2887 | 27.4181 | 3.28866442698198+27.4180779564596i | 1.3913 | 43.7953 | 1.39134214556047+43.7953356482106i | 5.5475 | 41.2492 | 5.54753361932156+41.2492264830596i | 486.7026 | -28.7386 | 486.702646132498-28.7385847184079i | 3.28866442698198+27.4180779564596i | -20870.0294478589-9930.1132339249i | 452.628156741016-1326.76735896919i | 2.6437 | 32.2985 | 2.64366079469777+32.2984631054036i | 991.675695004853-3140.42324443522i | 44 | 3293.2778 | 991.6757 | -3140.4232
44.25 | 3.2335 | 27.7557 | 3.23350602470981+27.7557178977946i | 1.4045 | 44.0484 | 1.40452383528951+44.0483968315382i | 5.544 | 41.5003 | 5.5439538316335+41.5003262386516i | 486.7475 | -28.9385 | 486.747496455211-28.9384603846552i | 3.23350602470981+27.7557178977946i | -20761.772892107-9714.65815443354i | 447.568570885244-1324.54385951874i | 2.6202 | 32.6227 | 2.62024665844011+32.6227198692129i | 988.152950101246-3122.18591156047i | 44.25 | 3274.8269 | 988.153 | -3122.1859
44.5 | 3.1982 | 28.0818 | 3.19823737890892+28.0818070692513i | 1.4136 | 44.3154 | 1.41356279717552+44.3154094893178i | 5.5581 | 41.7534 | 5.55807834370956+41.7534478609347i | 486.0434 | -29.1901 | 486.043389964752-29.1900961643628i | 3.19823737890892+28.0818070692513i | -20560.2085365929-9485.44201636121i | 439.75648945916-1314.86716337824i | 2.5856 | 32.9275 | 2.58564435133715+32.9274860372042i | 958.991896683879-3104.96175779341i | 44.5 | 3249.6851 | 958.9919 | -3104.9618
44.75 | 3.1602 | 28.4278 | 3.16022700936979+28.4277611095635i | 1.425 | 44.5947 | 1.42495460068368+44.5947175447899i | 5.5792 | 42.0072 | 5.57917357277524+42.0072002848133i | 485.4291 | -29.5743 | 485.42912590526-29.5742569197715i | 3.16022700936979+28.4277611095635i | -20286.3777872205-9226.64906649015i | 431.060330958296-1301.07265212761i | 2.5703 | 33.2498 | 2.57030836353384+33.249760748525i | 947.076140200193-3074.57391938635i | 44.75 | 3217.1351 | 947.0761 | -3074.5739
45 | 3.1211 | 28.7543 | 3.12105102477806+28.754259455553i | 1.4484 | 44.8583 | 1.44843308727511+44.858258726236i | 5.5873 | 42.2465 | 5.58733072098494+42.2465476490988i | 485.6498 | -29.5387 | 485.649790456914-29.538703158475i | 3.12105102477806+28.754259455553i | -20114.4780535863-9100.13516950939i | 430.709793443357-1293.77123221108i | 2.5392 | 33.5613 | 2.53924000546672+33.5612595940502i | 935.914009862636-3056.05074389974i | 45 | 3196.151 | 935.914 | -3056.0507
45.25 | 3.0927 | 29.0951 | 3.09273374402017+29.0950905882727i | 1.4606 | 45.1195 | 1.46064552819115+45.1194889274489i | 5.5934 | 42.4968 | 5.59343322676637+42.496832422434i | 485.6649 | -29.5246 | 485.664876115052-29.5246197896346i | 3.09273374402017+29.0950905882727i | -19915.5795881159-8936.3092437672i | 426.660653219599-1286.28401367194i | 2.5328 | 33.8668 | 2.53282924086573+33.8667563112413i | 937.600091548474-3047.51397704797i | 45.25 | 3188.4848 | 937.6001 | -3047.514
45.5 | 3.0472 | 29.4212 | 3.04715989942132+29.4212273271994i | 1.4676 | 45.387 | 1.46761857757966+45.3869938671302i | 5.6031 | 42.7534 | 5.60310801497712+42.7533757162403i | 485.8719 | -29.6709 | 485.871886544597-29.6708900408255i | 3.04715989942132+29.4212273271994i | -19785.4756495836-8723.61907050066i | 419.685374783742-1280.76443997131i | 2.5049 | 34.1881 | 2.50490106004201+34.1880871137855i | 920.863961320179-3022.36199861867i | 45.5 | 3159.5352 | 920.864 | -3022.362
45.75 | 3.0221 | 29.7545 | 3.02206092008181+29.754538541518i | 1.4909 | 45.6619 | 1.4908927776837+45.6619058482415i | 5.6268 | 43.0011 | 5.62684450864951+43.0010918196976i | 485.3149 | -29.6962 | 485.314871722946-29.6962063130352i | 3.02206092008181+29.754538541518i | -19542.2228165142-8548.60458235686i | 415.301531147156-1268.47635447302i | 2.4837 | 34.4932 | 2.48373452436535+34.4931907052453i | 903.197951648605-3005.31399584296i | 45.75 | 3138.1011 | 903.198 | -3005.314
46 | 2.9796 | 30.0876 | 2.97962754696997+30.087567005811i | 1.5087 | 45.9303 | 1.50869817947318+45.9303364694857i | 5.6345 | 43.2489 | 5.63448006021287+43.2488915424614i | 485.4241 | -30.2276 | 485.424074001093-30.2276468884701i | 2.97962754696997+30.087567005811i | -19384.9696322549-8371.58445322547i | 411.267200505591-1261.76895278322i | 2.4602 | 34.8182 | 2.46016542617542+34.818238719769i | 892.690390114666-2979.13538824516i | 46 | 3110.007 | 892.6904 | -2979.1354
46.25 | 2.9561 | 30.4099 | 2.95610900604615+30.4098587659749i | 1.5167 | 46.1871 | 1.51672776987703+46.1871023975623i | 5.6419 | 43.4973 | 5.64187948810321+43.497336848607i | 485.7607 | -30.2851 | 485.76065486382-30.2850936801821i | 2.95610900604615+30.4098587659749i | -19233.8558822665-8225.42728941539i | 406.74291114584-1256.19623169377i | 2.4432 | 35.1178 | 2.44320573754101+35.1177636164695i | 880.047924517119-2969.43188516814i | 46.25 | 3097.097 | 880.0479 | -2969.4319
46.5 | 2.9153 | 30.7544 | 2.91533212151311+30.7543603764762i | 1.5267 | 46.4661 | 1.52669892608924+46.4661391107018i | 5.6498 | 43.7564 | 5.64982257048638+43.7564081186516i | 484.8364 | -30.3922 | 484.836357660913-30.3922307694389i | 2.91533212151311+30.7543603764762i | -19007.8833997611-8029.23970205091i | 400.978110658159-1245.22469707652i | 2.4328 | 35.4385 | 2.43284584933111+35.4385279725685i | 881.55912498307-2944.78123394388i | 46.5 | 3073.9035 | 881.5591 | -2944.7812
46.75 | 2.8899 | 31.0766 | 2.88992605978476+31.0766379826573i | 1.5488 | 46.7378 | 1.54877926110539+46.7377804072086i | 5.6693 | 44.0146 | 5.66928726614822+44.0145972858562i | 485.0296 | -30.4798 | 485.029597534021-30.4797548900837i | 2.88992605978476+31.0766379826573i | -18890.482101488-7876.80944426665i | 396.749514045695-1240.17654112385i | 2.4039 | 35.7446 | 2.40392935071583+35.7445852307167i | 855.766314309818-2937.07732142395i | 46.75 | 3059.2089 | 855.7663 | -2937.0773
47 | 2.8598 | 31.4152 | 2.85981504214344+31.4151798208263i | 1.5695 | 47.0039 | 1.56951958912294+47.0039042288999i | 5.6868 | 44.2569 | 5.68680069116224+44.2568696695785i | 485.3432 | -30.5446 | 485.343156552081-30.5445854280312i | 2.85981504214344+31.4151798208263i | -18680.034575279-7709.45485856407i | 392.678098685959-1230.80662909001i | 2.4005 | 36.0623 | 2.40049715255589+36.0622773084799i | 856.790145193987-2912.41131357601i | 47 | 3035.8243 | 856.7901 | -2912.4113
47.25 | 2.8298 | 31.7351 | 2.82981136284358+31.7351479036697i | 1.5646 | 47.2745 | 1.56464590908999+47.2745456119239i | 5.6881 | 44.5023 | 5.68807070060112+44.5022900048722i | 485.9042 | -30.6319 | 485.904234940031-30.6318674797942i | 2.82981136284358+31.7351479036697i | -18486.7445942268-7597.78397900214i | 389.496126455375-1221.38077640599i | 2.3721 | 36.3722 | 2.37208976282299+36.3722440769325i | 843.44709019055-2887.02858674931i | 47.25 | 3007.7129 | 843.4471 | -2887.0286
47.5 | 2.8086 | 32.0724 | 2.80861896963936+32.072396557817i | 1.5845 | 47.5475 | 1.5844656263063+47.5474945746519i | 5.6917 | 44.7619 | 5.69170847614585+44.7619181916401i | 485.6856 | -30.6905 | 485.685610321987-30.6905296730739i | 2.80861896963936+32.072396557817i | -18333.6640979009-7501.37370617096i | 388.589763936173-1215.45967179957i | 2.3665 | 36.6814 | 2.36649958894159+36.6813596785039i | 846.034429969419-2880.80121975887i | 47.5 | 3002.464 | 846.0344 | -2880.8012
47.75 | 2.768 | 32.4018 | 2.76801542022843+32.4018234375487i | 1.6073 | 47.8164 | 1.60733006759218+47.8163864653741i | 5.7065 | 45.0201 | 5.70648729210701+45.020064425877i | 485.8922 | -30.5925 | 485.892225641738-30.5925227950485i | 2.76801542022843+32.4018234375487i | -18232.4540122612-7327.54368957272i | 384.124120360925-1211.7308300366i | 2.3481 | 36.9963 | 2.34810636084739+36.9962820167583i | 837.847561504383-2868.30834511435i | 47.75 | 2988.1736 | 837.8476 | -2868.3083
48 | 2.7513 | 32.715 | 2.75125695182538+32.7149685497912i | 1.6348 | 48.0777 | 1.6347746983714+48.0776616201802i | 5.7382 | 45.2682 | 5.73823167063076+45.2681862738172i | 485.9346 | -30.6847 | 485.934551379451-30.684715491445i | 2.75125695182538+32.7149685497912i | -18098.7767397043-7150.11451375039i | 377.806955234193-1205.5563054991i | 2.3316 | 37.2893 | 2.33162171000424+37.2893077941046i | 812.305064435105-2860.20897590036i | 48 | 2973.3205 | 812.3051 | -2860.209
48.25 | 2.7176 | 33.0553 | 2.71764663170263+33.0552812273668i | 1.6293 | 48.3575 | 1.62926221271499+48.3574524286066i | 5.7363 | 45.5261 | 5.73631482400394+45.5260596520322i | 486.2216 | -31.225 | 486.221570965169-31.2249769668881i | 2.71764663170263+33.0552812273668i | -17903.4497263761-7005.09659540436i | 372.681949462074-1196.50151031673i | 2.32 | 37.6201 | 2.31998141071023+37.6201222532042i | 811.242519317903-2828.66721032259i | 48.25 | 2942.6982 | 811.2425 | -2828.6672
48.5 | 2.7 | 33.3812 | 2.6999559599228+33.3812259960079i | 1.6502 | 48.629 | 1.65017981209684+48.6290213094657i | 5.7489 | 45.7765 | 5.74892896935122+45.7764965526829i | 486.0143 | -31.0357 | 486.014320571513-31.0357410029659i | 2.6999559599228+33.3812259960079i | -17726.6983039952-6911.86930099867i | 371.501324252194-1188.15154326547i | 2.3058 | 37.9263 | 2.30579061768515+37.9263352302537i | 802.164167495727-2813.80212314422i | 48.5 | 2925.9101 | 802.1642 | -2813.8021
48.75 | 2.6765 | 33.7141 | 2.67652639643008+33.7140714502623i | 1.6652 | 48.9036 | 1.66522496209039+48.9035898261605i | 5.7594 | 46.0411 | 5.75942427800424+46.0410615344642i | 485.3705 | -31.3648 | 485.370456956917-31.36478763139i | 2.67652639643008+33.7140714502623i | -17578.6155878006-6758.51270604909i | 366.27140666542-1181.67185703527i | 2.3052 | 38.2343 | 2.30516088962417+38.2343245947781i | 801.516399991613-2803.12525998349i | 48.75 | 2915.4656 | 801.5164 | -2803.1253
49 | 2.6483 | 34.0301 | 2.64833253123169+34.0301077802794i | 1.6881 | 49.1746 | 1.6880733701506+49.174617960688i | 5.7743 | 46.2914 | 5.7742922274771+46.2913767168315i | 485.6873 | -31.1375 | 485.687272146783-31.1375043975414i | 2.64833253123169+34.0301077802794i | -17461.0499053195-6655.17402639667i | 364.87251588397-1176.09760032815i | 2.2764 | 38.5428 | 2.2763696117884+38.5427568103416i | 783.171132603091-2787.88884162486i | 49 | 2895.8041 | 783.1711 | -2787.8888
49.25 | 2.6366 | 34.3661 | 2.63664006193972+34.3661432698702i | 1.7005 | 49.4477 | 1.70054106113395+49.447735266146i | 5.8007 | 46.5456 | 5.80072522365632+46.5455818687715i | 485.5436 | -31.4891 | 485.543623938778-31.4891230443353i | 2.63664006193972+34.3661432698702i | -17243.6160634088-6470.96587595725i | 356.72266557883-1165.49657347596i | 2.2779 | 38.851 | 2.2778732949178+38.8510285374244i | 771.331737196099-2769.57053341161i | 49.25 | 2874.9737 | 771.3317 | -2769.5705
49.5 | 2.6026 | 34.6849 | 2.60258220968631+34.68490900325i | 1.6973 | 49.7187 | 1.69733156640141+49.7186651530458i | 5.7961 | 46.8005 | 5.79609763025622+46.8004925093776i | 485.3086 | -31.9348 | 485.30856629171-31.9348057167371i | 2.60258220968631+34.68490900325i | -17100.8386105844-6347.50850927622i | 352.445381622225-1158.71840978725i | 2.2637 | 39.1696 | 2.2637450607269+39.169559611172i | 768.436048676717-2739.16269779991i | 49.5 | 2844.9088 | 768.436 | -2739.1627
49.75 | 2.5945 | 35.0149 | 2.59453333735331+35.0148651239058i | 1.7332 | 49.9998 | 1.73315593336761+49.9997772279321i | 5.8098 | 47.0565 | 5.80976102200093+47.0564726129411i | 485.4175 | -31.9739 | 485.417530308899-31.9739348824942i | 2.59453333735331+35.0148651239058i | -16964.0421808929-6309.14582162765i | 354.785869065434-1152.46900294591i | 2.2495 | 39.4747 | 2.24947906596884+39.4747197433263i | 758.910501070737-2737.4174061066i | 49.75 | 2840.6688 | 758.9105 | -2737.4174
50 | 2.5616 | 35.3387 | 2.56162778157009+35.3387186447755i | 1.7488 | 50.2735 | 1.74876854141975+50.2734539095678i | 5.8159 | 47.3251 | 5.81594018261397+47.3250718731825i | 485.2693 | -31.9535 | 485.269262744756-31.9534521185133i | 2.56162778157009+35.3387186447755i | -16889.1975228967-6179.74440915055i | 351.19279356504-1149.981404137i | 2.2471 | 39.7891 | 2.24708080733626+39.7891363828026i | 763.593551415949-2723.77859086746i | 50 | 2828.7886 | 763.5936 | -2723.7786
50.25 | 2.5507 | 35.6603 | 2.55068469580514+35.6602770860404i | 1.7623 | 50.542 | 1.7622933643215+50.5420377514578i | 5.8453 | 47.5784 | 5.84534056706317+47.5783821184253i | 484.7696 | -32.2489 | 484.769606768543-32.2488961621347i | 2.55068469580514+35.6602770860404i | -16701.3132065236-5995.52287991259i | 342.461736981508-1140.40989187274i | 2.2323 | 40.0959 | 2.23228367576917+40.0958525866182i | 733.397489607821-2702.12821382843i | 50.25 | 2799.8873 | 733.3975 | -2702.1282
50.5 | 2.524 | 35.9921 | 2.52404479140476+35.9920967880448i | 1.7619 | 50.8257 | 1.76192984889716+50.8256894941306i | 5.8554 | 47.8329 | 5.85543701832582+47.8329489554253i | 484.5826 | -32.6901 | 484.582626027588-32.6900880131581i | 2.52404479140476+35.9920967880448i | -16491.5868362973-5852.39264858409i | 336.527840082721-1129.06293597524i | 2.2304 | 40.4047 | 2.23040226706327+40.4046513632546i | 736.311392775074-2679.75523734948i | 50.5 | 2779.0723 | 736.3114 | -2679.7552
50.75 | 2.5119 | 36.3095 | 2.51187058951335+36.3094638946799i | 1.7871 | 51.1015 | 1.78711913047634+51.1015151427397i | 5.8577 | 48.0839 | 5.85767451544133+48.083871958522i | 484.6574 | -32.5507 | 484.657414319901-32.5506831596465i | 2.51187058951335+36.3094638946799i | -16366.0098497361-5843.93896779197i | 340.047143345209-1123.06665481543i | 2.2123 | 40.7177 | 2.21230858598761+40.7176557134295i | 728.423510389018-2662.17766883343i | 50.75 | 2760.0346 | 728.4235 | -2662.1777
51 | 2.4921 | 36.6408 | 2.4920817113912+36.6408048542282i | 1.814 | 51.3804 | 1.81402694752998+51.3804384058192i | 5.8745 | 48.3483 | 5.8744697499532+48.3482772217356i | 484.393 | -32.7466 | 484.393002327633-32.7465894661128i | 2.4920817113912+36.6408048542282i | -16248.166959037-5722.73813543984i | 336.832060610984-1117.84037809929i | 2.2104 | 41.0144 | 2.21035850522748+41.014397763263i | 727.921108583794-2665.80683823194i | 51 | 2763.4028 | 727.9211 | -2665.8068
51.25 | 2.4663 | 36.9569 | 2.46632991088502+36.9569217914543i | 1.8215 | 51.6537 | 1.82149225260912+51.6537239768087i | 5.8848 | 48.6138 | 5.88483138462501+48.6138435534357i | 484.9928 | -33.0611 | 484.9927945004-33.0611356950968i | 2.46632991088502+36.9569217914543i | -16179.6131568469-5593.00003379804i | 331.617721013879-1115.44351926058i | 2.2032 | 41.3379 | 2.20317947643956+41.33787415133i | 719.415565084726-2640.86142790561i | 51.25 | 2737.0984 | 719.4156 | -2640.8614
51.5 | 2.4624 | 37.2912 | 2.46243610896442+37.2912486922648i | 1.8341 | 51.9281 | 1.83410214315424+51.9280507894879i | 5.9135 | 48.8719 | 5.91351512923102+48.8719334687481i | 484.3393 | -33.1236 | 484.339327151775-33.123604898315i | 2.46243610896442+37.2912486922648i | -15962.4746775786-5431.11868218203i | 323.646238234519-1104.46479323752i | 2.1958 | 41.6281 | 2.19580216064176+41.6280735629269i | 698.522633157517-2639.06188441036i | 51.5 | 2729.9417 | 698.5226 | -2639.0619
51.75 | 2.4252 | 37.6059 | 2.42522074732191+37.6058557608043i | 1.8547 | 52.2096 | 1.85469384913262+52.2096212155857i | 5.9146 | 49.1269 | 5.91461928872705+49.1268610274726i | 484.4811 | -33.389 | 484.481092162016-33.389039853973i | 2.42522074732191+37.6058557608043i | -15879.606213626-5360.93429645101i | 324.117762297195-1100.02616550773i | 2.1909 | 41.9495 | 2.19091295537311+41.9495446274939i | 709.861939777654-2611.53702636189i | 51.75 | 2706.2944 | 709.8619 | -2611.537
52 | 2.4193 | 37.9323 | 2.41925241507457+37.9322702807075i | 1.8789 | 52.4818 | 1.87885358371622+52.4817924348017i | 5.9349 | 49.3844 | 5.9348935823182+49.3844126267421i | 484.7158 | -33.1235 | 484.715770574339-33.1234985173801i | 2.41925241507457+37.9322702807075i | -15744.6848905937-5273.94232028822i | 321.845126425875-1094.09844888364i | 2.1896 | 42.2554 | 2.18958252649488+42.255423860695i | 701.715215004354-2602.2231331525i | 52 | 2695.1752 | 701.7152 | -2602.2231
52.25 | 2.4038 | 38.2539 | 2.40377251323559+38.2539486838015i | 1.8912 | 52.7629 | 1.89115282310777+52.7628662174894i | 5.9424 | 49.6441 | 5.9423568795183+49.6441241858003i | 483.9359 | -33.3496 | 483.935919385449-33.3495614616196i | 2.40377251323559+38.2539486838015i | -15588.1339737484-5189.4216217669i | 319.313173294381-1085.66474081354i | 2.1771 | 42.5655 | 2.1771128685652+42.5654524638132i | 691.446797887139-2582.9467870234i | 52.25 | 2673.8947 | 691.4468 | -2582.9468
52.5 | 2.3979 | 38.5758 | 2.39791395248042+38.5758375181708i | 1.9011 | 53.0454 | 1.90113131035521+53.0453693880435i | 5.9617 | 49.9177 | 5.96169116619408+49.9176738195214i | 484.5386 | -33.7078 | 484.538616094999-33.7077604231252i | 2.39791395248042+38.5758375181708i | -15499.5274796377-5080.72756153537i | 313.985742686158-1081.96383181377i | 2.1646 | 42.8726 | 2.16464450851724+42.8725785856024i | 669.737127293107-2578.71753568917i | 52.5 | 2664.2695 | 669.7371 | -2578.7175
52.75 | 2.3714 | 38.9084 | 2.37140633227095+38.9084105838997i | 1.921 | 53.3363 | 1.92104243068874+53.3363407800319i | 5.9767 | 50.1705 | 5.97674724970591+50.1704972182394i | 484.0021 | -33.8691 | 484.002105571238-33.8690856530632i | 2.37140633227095+38.9084105838997i | -15308.2448401838-4976.55045726761i | 311.501970340609-1070.73806657578i | 2.1691 | 43.1801 | 2.16905168606455+43.1801037057193i | 681.51500918875-2559.95028051855i | 52.75 | 2649.1146 | 681.515 | -2559.9503
53 | 2.3644 | 39.2204 | 2.36444172750794+39.2203636184369i | 1.9405 | 53.6013 | 1.94054045050617+53.6012544931596i | 5.9773 | 50.4313 | 5.97728258376177+50.4312966872915i | 484.0064 | -33.8669 | 484.006445215461-33.8669195377965i | 2.36444172750794+39.2203636184369i | -15238.2254010689-4941.04220786493i | 312.078721898143-1068.81528437319i | 2.1649 | 43.4958 | 2.16489018915153+43.4957722153256i | 675.105226469128-2541.41731136956i | 53 | 2629.5568 | 675.1052 | -2541.4173
53.25 | 2.3516 | 39.5521 | 2.35164772877618+39.552112098056i | 1.9557 | 53.8808 | 1.95571764906611+53.880808460597i | 5.9917 | 50.6922 | 5.99174071629602+50.6921974350226i | 483.6391 | -34.0057 | 483.639095625559-34.0056753207534i | 2.35164772877618+39.552112098056i | -15078.8674827416-4834.26085531854i | 308.069316312027-1060.86701868038i | 2.1558 | 43.7942 | 2.15582844170811+43.7941667696202i | 665.373962195089-2538.68264151051i | 53.25 | 2624.4299 | 665.374 | -2538.6826
53.5 | 2.3311 | 39.865 | 2.33113934105926+39.8650067604272i | 1.9675 | 54.1691 | 1.96753765046044+54.1690528497166i | 6.0108 | 50.9614 | 6.01079501068071+50.9614401122558i | 484.1121 | -34.3596 | 484.11214473503-34.359581491959i | 2.33113934105926+39.8650067604272i | -15004.0927889699-4723.95332998346i | 303.393364391404-1056.65257472125i | 2.1585 | 44.1141 | 2.15851295649223+44.1140998087496i | 663.308861899332-2513.74960916058i | 53.5 | 2599.7915 | 663.3089 | -2513.7496
53.75 | 2.3384 | 40.1938 | 2.33839844140257+40.19384527054i | 1.9921 | 54.4567 | 1.99214708013369+54.4567024500804i | 6.0321 | 51.224 | 6.03212554010086+51.2240152804536i | 484.0007 | -34.136 | 484.00067114449-34.1360170639059i | 2.33839844140257+40.19384527054i | -14841.676208358-4681.79334028527i | 302.810643774083-1047.93342721063i | 2.1505 | 44.4206 | 2.15048389191433+44.4206110018747i | 646.85749225323-2505.64243268453i | 53.75 | 2587.7922 | 646.8575 | -2505.6424
54 | 2.2998 | 40.5146 | 2.29984512738614+40.5146348154038i | 2.0086 | 54.7337 | 2.00860388012727+54.7336813836519i | 6.0476 | 51.4852 | 6.04755381759522+51.4852452728456i | 483.7855 | -34.4226 | 483.785484840861-34.4226157475338i | 2.29984512738614+40.5146348154038i | -14749.9136556641-4524.02524583807i | 296.794867681452-1043.414021601i | 2.1493 | 44.7283 | 2.14934605749812+44.7282857278857i | 650.62805715003-2490.93190167578i | 54 | 2574.5016 | 650.6281 | -2490.9319
54.25 | 2.3129 | 40.8282 | 2.31290302436364+40.8282253930938i | 2.0253 | 55.008 | 2.02530547038919+55.0079820458134i | 6.0511 | 51.7416 | 6.05112401801679+51.7416252031561i | 483.7091 | -34.7414 | 483.709109671324-34.7413700673882i | 2.31290302436364+40.8282253930938i | -14620.2838005299-4525.71590794389i | 298.132367529125-1037.11412687547i | 2.1365 | 45.036 | 2.13651735330554+45.0359651818297i | 630.152118040336-2476.41584996071i | 54.25 | 2555.3331 | 630.1521 | -2476.4158
54.5 | 2.2913 | 41.1631 | 2.29131065212666+41.1631031613634i | 2.0313 | 55.3006 | 2.0313397206073+55.3005993729451i | 6.0557 | 52.0234 | 6.05565030437369+52.0234258088416i | 483.5315 | -34.8517 | 483.531496374359-34.8516671458147i | 2.29131065212666+41.1631031613634i | -14520.4391954779-4431.39026737318i | 294.46301783717-1032.50185195911i | 2.1406 | 45.3482 | 2.14059250411778+45.3482228364033i | 638.223627007484-2470.6266455842i | 54.5 | 2551.7299 | 638.2236 | -2470.6266
54.75 | 2.2799 | 41.4751 | 2.27994214288463+41.4751053963628i | 2.0654 | 55.5795 | 2.06535604142359+55.5794979864293i | 6.08 | 52.2816 | 6.08004667239296+52.2815630484916i | 483.3779 | -35.05 | 483.377914178321-35.050011213902i | 2.27994214288463+41.4751053963628i | -14433.2021351455-4344.45730026806i | 292.385089161605-1027.76094886662i | 2.1346 | 45.6655 | 2.1346365658842+45.6655268944269i | 623.837832530059-2448.34150101159i | 54.75 | 2526.5688 | 623.8378 | -2448.3415
55 | 2.273 | 41.8014 | 2.27301125472912+41.801365324448i | 2.0783 | 55.8637 | 2.07829925360916+55.8637002293292i | 6.1029 | 52.5505 | 6.10291325791914+52.5505282607904i | 482.5958 | -35.1202 | 482.595790994676-35.1202130797601i | 2.27301125472912+41.801365324448i | -14284.0412174021-4226.32164695745i | 286.422392926495-1019.73187181859i | 2.1375 | 45.9653 | 2.13752373069084+45.9653401389203i | 615.97713477113-2440.01650250698i | 55 | 2516.5668 | 615.9771 | -2440.0165
55.25 | 2.2549 | 42.1121 | 2.25487997493731+42.1120697465755i | 2.0887 | 56.1401 | 2.08871027653659+56.1400806371785i | 6.1158 | 52.8 | 6.1157851293326+52.7999875541616i | 483.318 | -35.3396 | 483.317952559077-35.3395638089151i | 2.25487997493731+42.1120697465755i | -14172.464657877-4146.35696505923i | 283.569637229683-1013.65656541487i | 2.1372 | 46.2814 | 2.13716048450336+46.2814157531267i | 614.225879569562-2410.89794893667i | 55.25 | 2487.9112 | 614.2259 | -2410.8979
55.5 | 2.2643 | 42.4419 | 2.26430211642724+42.4418923180029i | 2.1157 | 56.4431 | 2.11573574519135+56.4431440965146i | 6.1225 | 53.0726 | 6.12254813261229+53.0726115515586i | 483.0714 | -35.5055 | 483.07142139275-35.5055259651582i | 2.26430211642724+42.4418923180029i | -14043.8463988214-4167.25869367826i | 286.959198128501-1006.08710623997i | 2.1367 | 46.5864 | 2.13669729276026+46.5864311405555i | 613.34128532944-2410.15042692424i | 55.5 | 2486.9686 | 613.3413 | -2410.1504
55.75 | 2.2383 | 42.7587 | 2.23829823320601+42.7587209038778i | 2.1345 | 56.7206 | 2.1345344188814+56.7205565262753i | 6.1349 | 53.3409 | 6.13488110442447+53.3409458715046i | 482.7565 | -36.2121 | 482.756472026343-36.2120711698279i | 2.23829823320601+42.7587209038778i | -13983.3882881239-4039.65131972539i | 281.876256042247-1003.63857751909i | 2.1371 | 46.8986 | 2.13707632894218+46.8986443747877i | 610.784113824388-2395.87959461985i | 55.75 | 2472.5081 | 610.7841 | -2395.8796
56 | 2.2378 | 43.0727 | 2.23779751825649+43.072708787816i | 2.1546 | 57.0024 | 2.15456624063127+57.0024179468167i | 6.1507 | 53.6103 | 6.15065282097274+53.610336670713i | 482.8799 | -35.7268 | 482.87994547634-35.7267851054266i | 2.23779751825649+43.072708787816i | -13899.3626782073-4002.94420803104i | 281.395272988784-999.502818571024i | 2.1289 | 47.2037 | 2.12891639558452+47.2036892174599i | 598.316271756173-2388.34829744915i | 56 | 2462.1515 | 598.3163 | -2388.3483
56.25 | 2.2231 | 43.397 | 2.22309935621402+43.3970334963151i | 2.1603 | 57.2836 | 2.160324062603+57.2836165378868i | 6.1753 | 53.8775 | 6.17531955151602+53.8775294356259i | 482.4236 | -36.1505 | 482.42362021464-36.1504796324335i | 2.22309935621402+43.3970334963151i | -13763.9673260355-3848.4832640362i | 272.650577854837-992.402739022098i | 2.1387 | 47.5136 | 2.1386862840393+47.513643140538i | 593.292000382294-2368.87398995068i | 56.25 | 2442.04 | 593.292 | -2368.874
56.5 | 2.2248 | 43.7137 | 2.22479292289553+43.713738877272i | 2.1895 | 57.5777 | 2.18953496893454+57.577743740614i | 6.1849 | 54.1341 | 6.18494817364953+54.1340956448017i | 483.0762 | -35.9246 | 483.076205923459-35.924642029043i | 2.22479292289553+43.713738877272i | -13654.3063096721-3874.56974483804i | 276.963279020594-985.578958093274i | 2.1262 | 47.8233 | 2.12616042847048+47.823323384808i | 585.609634710899-2357.67484349716i | 56.5 | 2429.3146 | 585.6096 | -2357.6748
56.75 | 2.2122 | 44.0482 | 2.21216745542098+44.0482118227013i | 2.2088 | 57.8636 | 2.20883753672985+57.863564053659i | 6.1929 | 54.4089 | 6.19294592319368+54.4089343470022i | 482.6894 | -36.4905 | 482.689382896881-36.4904767346622i | 2.21216745542098+44.0482118227013i | -13557.2536645873-3785.64145709455i | 273.780462851109-981.383978099843i | 2.1306 | 48.1329 | 2.13056706617315+48.1328811672467i | 586.363306123994-2354.85711792487i | 56.75 | 2426.762 | 586.3633 | -2354.8571
57 | 2.2022 | 44.3551 | 2.20223437248236+44.3550894065895i | 2.228 | 58.1388 | 2.22804731023324+58.1388330700365i | 6.2111 | 54.6778 | 6.21113998606909+54.6778474337288i | 482.9111 | -36.4871 | 482.911129056147-36.4871474262509i | 2.20223437248236+44.3550894065895i | -13510.2364329183-3705.07127052638i | 270.634670627778-979.650440890114i | 2.1324 | 48.4526 | 2.13242598870417+48.4525611458103i | 577.178339481771-2332.00653992916i | 57 | 2402.3716 | 577.1783 | -2332.0065
57.25 | 2.2012 | 44.6864 | 2.20116574825027+44.6864307013236i | 2.2438 | 58.437 | 2.24384912606397+58.4370128791738i | 6.2381 | 54.9515 | 6.23812063758747+54.9514963661785i | 482.3655 | -36.3883 | 482.36549331369-36.3883316465397i | 2.20116574825027+44.6864307013236i | -13359.3249373203-3616.80333153123i | 266.042332304699-970.720306914521i | 2.1316 | 48.7598 | 2.1315811321446+48.7598422496443i | 565.595280845828-2323.12662267002i | 57.25 | 2390.9863 | 565.5953 | -2323.1266
57.5 | 2.1832 | 44.9991 | 2.18318311344871+44.9990900007679i | 2.2514 | 58.73 | 2.25137769428674+58.7299950422866i | 6.2527 | 55.2131 | 6.25265399163775+55.2131273001657i | 482.7574 | -36.8259 | 482.757404433329-36.8258973772972i | 2.18318311344871+44.9990900007679i | -13257.0471312828-3538.17034717525i | 262.467958629748-964.186133312322i | 2.1348 | 49.0781 | 2.13481551685488+49.0781015008064i | 566.286082650091-2295.70464471109i | 57.5 | 2364.5168 | 566.2861 | -2295.7046
57.75 | 2.1953 | 45.324 | 2.19525269823215+45.3240095142128i | 2.2958 | 59.022 | 2.29580355606894+59.0220168672165i | 6.2755 | 55.4747 | 6.27553957839769+55.4747453227307i | 482.6733 | -36.7299 | 482.67326099435-36.7299065112544i | 2.19525269823215+45.3240095142128i | -13141.2253378371-3531.22280970417i | 264.818891355204-957.40914960629i | 2.1399 | 49.3834 | 2.13994971755322+49.383354900892i | 560.824005014485-2291.11606686226i | 57.75 | 2358.7574 | 560.824 | -2291.1161
58 | 2.172 | 45.6469 | 2.17197004373236+45.6469493436484i | 2.2986 | 59.3054 | 2.29855521412545+59.3053543636755i | 6.272 | 55.7561 | 6.27201225174363+55.7560887857529i | 482.7359 | -37.4999 | 482.735896926266-37.4999191782605i | 2.17197004373236+45.6469493436484i | -13096.8930107527-3441.6010479819i | 260.841302000706-956.471443842678i | 2.1415 | 49.6968 | 2.14153733265969+49.6968362321361i | 564.612913979384-2283.62246043702i | 58 | 2352.3859 | 564.6129 | -2283.6225
58.25 | 2.1836 | 45.9627 | 2.18358771643473+45.9626557182135i | 2.3202 | 59.5913 | 2.32023398438934+59.591262561099i | 6.2979 | 56.0269 | 6.29788902084969+56.0269346949432i | 482.8951 | -37.2085 | 482.895146643844-37.2085420366254i | 2.18358771643473+45.9626557182135i | -13001.1156692198-3398.09894039394i | 258.874518548022-951.362203185143i | 2.1444 | 50.0037 | 2.14441385184438+50.0037156605432i | 550.754455994805-2273.74015882621i | 58.25 | 2339.4924 | 550.7545 | -2273.7402
58.5 | 2.1643 | 46.2863 | 2.16434064150235+46.2863203365463i | 2.3417 | 59.8917 | 2.34172913852604+59.8916864346724i | 6.3115 | 56.3031 | 6.31147620026673+56.3031496708732i | 482.7923 | -37.479 | 482.792325718241-37.4789854551178i | 2.16434064150235+46.2863203365463i | -12927.1587388611-3327.87622187868i | 256.944787391404-946.801401469226i | 2.1483 | 50.3111 | 2.14826687191598+50.3110768991323i | 557.06629708751-2268.36025222328i | 58.5 | 2335.7614 | 557.0663 | -2268.3603
58.75 | 2.1712 | 46.6012 | 2.17116941027677+46.6011534461059i | 2.3624 | 60.1759 | 2.36241926915797+60.1758931608553i | 6.3337 | 56.5633 | 6.33372541463401+56.5632800893363i | 482.8392 | -37.2863 | 482.839232795711-37.2862606508006i | 2.17116941027677+46.6011534461059i | -12807.120576284-3286.43806810512i | 255.340822190973-939.854976829577i | 2.1525 | 50.6378 | 2.15250520132666+50.6378463689303i | 544.113989803326-2236.51786427568i | 58.75 | 2301.7542 | 544.114 | -2236.5179
59 | 2.1648 | 46.936 | 2.16478340489699+46.9360255609004i | 2.3758 | 60.4622 | 2.37579365337154+60.4621891327039i | 6.346 | 56.8303 | 6.34596671898622+56.8302616250162i | 482.7565 | -37.6094 | 482.756525361323-37.6093702778209i | 2.16478340489699+46.9360255609004i | -12676.9581805745-3206.73868500118i | 251.636234130617-933.292007691006i | 2.1551 | 50.934 | 2.15509294127501+50.9340129031272i | 542.761769929874-2239.46847895653i | 59 | 2304.3024 | 542.7618 | -2239.4685
59.25 | 2.1574 | 47.2458 | 2.15742592307309+47.2458312632077i | 2.3963 | 60.7654 | 2.396262130569+60.7654094771499i | 6.3507 | 57.1128 | 6.3506675314026+57.1128408104975i | 482.3799 | -38.0505 | 482.379877007227-38.0505089760089i | 2.15742592307309+47.2458312632077i | -12633.5587001832-3192.36076143901i | 252.558099595026-930.002288720613i | 2.1693 | 51.2611 | 2.16927001079623+51.2610842609353i | 551.774479519075-2214.01681087336i | 59.25 | 2281.7374 | 551.7745 | -2214.0168
59.5 | 2.1652 | 47.5773 | 2.1651951446206+47.5772865772258i | 2.4254 | 61.0575 | 2.42541916191786+61.0574764160933i | 6.372 | 57.3921 | 6.37203470220686+57.392060710865i | 481.8559 | -37.8809 | 481.855876000294-37.8809114092079i | 2.1651951446206+47.5772865772258i | -12531.4906024716-3143.58331408526i | 251.052275354658-924.776351063206i | 2.1646 | 51.5755 | 2.16464453214608+51.5755391534004i | 534.755384860329-2209.57372793107i | 59.5 | 2273.363 | 534.7554 | -2209.5737
59.75 | 2.153 | 47.8933 | 2.15301152021715+47.8933229411102i | 2.4432 | 61.3477 | 2.44315306179805+61.3476978848635i | 6.3944 | 57.6733 | 6.39439455467086+57.6732592571574i | 481.0899 | -38.6143 | 481.089898054256-38.6142640686865i | 2.15301152021715+47.8933229411102i | -12469.503276335-3028.50893320846i | 244.967094872965-921.516473089553i | 2.1831 | 51.8895 | 2.18313426277358+51.8895327557088i | 536.354367993064-2192.92653878354i | 59.75 | 2257.5657 | 536.3544 | -2192.9265
60 | 2.1678 | 48.2195 | 2.16775702616027+48.2195453236414i | 2.4482 | 61.632 | 2.44816453244541+61.6320373807131i | 6.4221 | 57.9391 | 6.42214346467865+57.9391454301442i | 480.9873 | -38.3635 | 480.987274695639-38.3635414411072i | 2.16775702616027+48.2195453236414i | -12310.018511804-2956.01513229193i | 239.476000305703-912.795891445701i | 2.1864 | 52.1928 | 2.18644291552816+52.1928437488994i | 519.047653873456-2181.82311440476i | 60 | 2242.7132 | 519.0477 | -2181.8231
60.25 | 2.1501 | 48.5412 | 2.15012827386066+48.5412434397142i | 2.4738 | 61.9421 | 2.47377843324697+61.9420887558635i | 6.4192 | 58.2065 | 6.41916003614101+58.206540170761i | 481.0098 | -39.016 | 481.00976257909-39.0160131879748i | 2.15012827386066+48.5412434397142i | -12228.3838606242-2954.73531995326i | 242.385766838695-906.654422308122i | 2.1939 | 52.5081 | 2.19387768844455+52.5081170751585i | 536.369216293784-2167.38193646339i | 60.25 | 2232.7643 | 536.3692 | -2167.3819
60.5 | 2.1501 | 48.8573 | 2.15011635500425+48.8573279060452i | 2.4994 | 62.2407 | 2.49939262930355+62.2406921150188i | 6.4342 | 58.4834 | 6.43418139691183+58.4834227529335i | 480.9584 | -38.7006 | 480.958438618742-38.7006295444766i | 2.15011635500425+48.8573279060452i | -12160.0256888602-2939.85401893809i | 243.211411698766-902.245319231365i | 2.1983 | 52.8351 | 2.19830043480254+52.8351387888128i | 532.767690482378-2145.31933558814i | 60.5 | 2210.4833 | 532.7677 | -2145.3193
60.75 | 2.1481 | 49.1884 | 2.14811772322155+49.1884171051473i | 2.526 | 62.5329 | 2.52598531387878+62.5328681672766i | 6.4605 | 58.7682 | 6.46053861233357+58.7681994471725i | 480.1848 | -39.0445 | 480.184772215131-39.0444980821305i | 2.14811772322155+49.1884171051473i | -12078.640709981-2839.71754818058i | 238.240802267894-898.397182185687i | 2.2135 | 53.1363 | 2.21348151189494+53.136252942931i | 531.514846983183-2148.4181005759i | 60.75 | 2213.1896 | 531.5148 | -2148.4181
61 | 2.1507 | 49.5027 | 2.15071517628674+49.5027010945914i | 2.5353 | 62.8308 | 2.5352543829593+62.8307990384953i | 6.4772 | 59.0404 | 6.47716345668209+59.0403849575527i | 480.6245 | -39.2135 | 480.624549675596-39.2135043864222i | 2.15071517628674+49.5027010945914i | -11990.3725664814-2803.65981149182i | 236.116485705791-892.818808090206i | 2.2275 | 53.4577 | 2.22748378393938+53.4577102080867i | 531.329296384934-2123.97748237317i | 61 | 2189.4271 | 531.3293 | -2123.9775
61.25 | 2.1513 | 49.8386 | 2.15134927999087+49.8385539595861i | 2.5692 | 63.1328 | 2.56917684367898+63.1327606580904i | 6.5097 | 59.314 | 6.5096771156218+59.3140116528201i | 480.5942 | -39.2797 | 480.594193154684-39.2796692552804i | 2.15134927999087+49.8385539595861i | -11881.3524248337-2727.27461777844i | 233.006555986351-886.40083086329i | 2.2332 | 53.7631 | 2.23317282728861+53.7631279424525i | 524.70540235136-2125.22636642553i | 61.25 | 2189.0415 | 524.7054 | -2125.2264
61.5 | 2.1431 | 50.15 | 2.14309251974648+50.1500428575632i | 2.592 | 63.4313 | 2.59200966711216+63.4312635924786i | 6.5094 | 59.5932 | 6.5093535571306+59.5932107482381i | 480.3885 | -39.7688 | 480.388490750027-39.7688417455672i | 2.14309251974648+50.1500428575632i | -11843.5749757614-2719.36615349266i | 234.626731255137-883.822899051108i | 2.2571 | 54.0826 | 2.25707172762921+54.082553520069i | 543.519317049091-2105.33174396985i | 61.5 | 2174.3585 | 543.5193 | -2105.3317
61.75 | 2.1605 | 50.4775 | 2.16054413588895+50.4775393061545i | 2.6171 | 63.7243 | 2.61708262738797+63.7242600987995i | 6.5345 | 59.8701 | 6.53445525831878+59.8701176666101i | 480.342 | -39.5403 | 480.3419502232-39.5402535676863i | 2.16054413588895+50.4775393061545i | -11741.0957532682-2685.58440610968i | 233.006078036618-878.309408948303i | 2.2623 | 54.3923 | 2.26226107430097+54.3923249654752i | 530.415756075652-2101.02173114004i | 61.75 | 2166.941 | 530.4158 | -2101.0217
62 | 2.1441 | 50.7972 | 2.14413676934779+50.7972302840333i | 2.623 | 64.0184 | 2.62303273452736+64.0184470819675i | 6.5491 | 60.1555 | 6.54909320391509+60.1554880627767i | 480.2104 | -39.9419 | 480.210400445666-39.9418762916378i | 2.14413676934779+50.7972302840333i | -11687.8994913486-2591.19290377676i | 227.709709293162-875.777956545197i | 2.2823 | 54.7028 | 2.2822995225088+54.7027862261366i | 540.65924783015-2089.67425883177i | 62 | 2158.4835 | 540.6592 | -2089.6743
62.25 | 2.1611 | 51.1264 | 2.16114276068229+51.1263576148904i | 2.649 | 64.3396 | 2.64897294752886+64.3396142838299i | 6.584 | 60.4403 | 6.58401007630021+60.4402974921314i | 480.2591 | -39.8332 | 480.259058788017-39.833171169401i | 2.16114276068229+51.1263576148904i | -11579.21517786-2563.15727497318i | 226.029676347752-867.988215620946i | 2.2845 | 55.0114 | 2.2845033265548+55.0113794872944i | 527.602756985847-2088.55798454667i | 62.25 | 2154.1678 | 527.6028 | -2088.558
62.5 | 2.142 | 51.4483 | 2.14198077288601+51.4483359156623i | 2.6684 | 64.6306 | 2.66839149531224+64.6305760171036i | 6.5789 | 60.7055 | 6.5788843756217+60.7054505090833i | 479.8178 | -40.4552 | 479.817835826776-40.4552363555003i | 2.14198077288601+51.4483359156623i | -11495.6027487282-2525.9022525898i | 226.077469327562-863.024270323471i | 2.2987 | 55.3062 | 2.29865117581756+55.3062335098903i | 548.38961623654-2085.28278048919i | 62.5 | 2156.1854 | 548.3896 | -2085.2828
62.75 | 2.1521 | 51.7756 | 2.15209343026284+51.7755913062195i | 2.6976 | 64.931 | 2.69763702578662+64.9309946118493i | 6.5986 | 60.9982 | 6.59862950823675+60.9982123614559i | 479.9961 | -40.5519 | 479.996100721907-40.5519022566733i | 2.15209343026284+51.7755913062195i | -11454.4195832431-2495.05495431339i | 225.379738368042-861.35444479808i | 2.3095 | 55.6274 | 2.30950296914511+55.6273987821032i | 542.627374798321-2081.0376681673i | 62.75 | 2150.619 | 542.6274 | -2081.0377
63 | 2.1608 | 52.1031 | 2.16084373329546+52.1031357842162i | 2.7027 | 65.2347 | 2.70271486880178+65.2346731844968i | 6.6185 | 61.2765 | 6.61853860217611+61.2765287064569i | 479.6255 | -40.4892 | 479.625473354528-40.4891948192219i | 2.16084373329546+52.1031357842162i | -11326.1466037671-2449.37077419616i | 221.739805157689-853.364831715736i | 2.3083 | 55.9299 | 2.30831220443296+55.9298793459645i | 531.265738131729-2077.35206806427i | 63 | 2144.2096 | 531.2657 | -2077.3521
63.25 | 2.1599 | 52.4275 | 2.15992479299486+52.4274857448902i | 2.7396 | 65.5471 | 2.73956622122514+65.547075638477i | 6.6408 | 61.566 | 6.64078848300091+61.5659698614868i | 480.0816 | -40.8148 | 480.081598368615-40.8147755876629i | 2.15992479299486+52.4274857448902i | -11298.1864441365-2416.23130088709i | 221.784438475899-851.370438104857i | 2.3202 | 56.2409 | 2.32023152975355+56.2409357684983i | 535.030329188088-2079.53566246243i | 63.25 | 2147.2601 | 535.0303 | -2079.5357
63.5 | 2.1721 | 52.752 | 2.17214928166421+52.7519722773033i | 2.77 | 65.8412 | 2.77001527274344+65.8411737506396i | 6.6648 | 61.8488 | 6.66484746268947+61.848834888158i | 479.8487 | -40.739 | 479.848694750295-40.7390171980759i | 2.17214928166421+52.7519722773033i | -11229.2402918772-2377.99199589881i | 220.401763624621-847.833964175627i | 2.3118 | 56.5458 | 2.31180434755844+56.5458495106768i | 514.353256824559-2084.9515074266i | 63.5 | 2147.4594 | 514.3533 | -2084.9515
63.75 | 2.1676 | 53.0736 | 2.16758937378336+53.073561702792i | 2.7795 | 66.1468 | 2.77948101887797+66.1468441843328i | 6.6827 | 62.1212 | 6.68268564344173+62.1211856100331i | 479.6523 | -41.4139 | 479.652331554124-41.4138978885788i | 2.16758937378336+53.073561702792i | -11124.4247866939-2313.76364285084i | 216.337688496974-840.80257411282i | 2.3288 | 56.8544 | 2.32883133170997+56.8544335894378i | 519.768339466729-2070.09574232478i | 63.75 | 2134.3513 | 519.7683 | -2070.0957
64 | 2.4195 | 53.5605 | 2.41952318726757+53.5604687311191i | 2.876 | 66.153 | 2.87601566635489+66.1529864277304i | 6.953 | 62.608 | 6.9530160638103+62.6079520735244i | 484.5704 | -42.4533 | 484.570398777101-42.4532881884197i | 2.41952318726757+53.5604687311191i | -11387.5322769803-1460.82786376843i | 148.594535263944-898.922698535898i | 2.3853 | 56.934 | 2.38533354522582+56.9339909832501i | 250.181682193424-2480.68041091683i | 64 | 2493.2642 | 250.1817 | -2480.6804
64.25 | 2.1729 | 53.7122 | 2.17293287794113+53.7122021969774i | 2.8299 | 66.7455 | 2.82988395800238+66.7455095434666i | 6.7007 | 62.6804 | 6.70065609119578+62.6803864790989i | 479.8103 | -41.1929 | 479.81028108582-41.1928729082271i | 2.17293287794113+53.7122021969774i | -11009.1465858415-2304.49313195243i | 218.836909884165-833.662642388517i | 2.3383 | 57.4872 | 2.33830785400474+57.4872087593397i | 517.967739706959-2050.38467109186i | 64.25 | 2114.7974 | 517.9677 | -2050.3847
64.5 | 2.1983 | 54.0511 | 2.19826125238702+54.0511373616689i | 2.8669 | 67.062 | 2.86686176842403+67.0620043685551i | 6.7401 | 62.9914 | 6.7401368980682+62.9913597863657i | 480.4497 | -41.3784 | 480.449748520089-41.3784360775906i | 2.19826125238702+54.0511373616689i | -10981.8998662995-2259.71367666826i | 216.48150482694-832.931442210882i | 2.3294 | 57.8157 | 2.32937663803199+57.8157000431067i | 484.529369121638-2059.83127068443i | 64.5 | 2116.0514 | 484.5294 | -2059.8313
64.75 | 2.1933 | 54.3719 | 2.19330233290436+54.3718852639007i | 2.8732 | 67.3763 | 2.8731518096846+67.3762552568721i | 6.7615 | 63.2666 | 6.76153253189827+63.2665676898949i | 480.2224 | -41.6635 | 480.222416449295-41.6634731621398i | 2.19330233290436+54.3718852639007i | -10873.0845431749-2202.12318399802i | 212.467098611665-825.002587833886i | 2.337 | 58.1194 | 2.33701726951828+58.1193965065018i | 485.397019294485-2049.64950746647i | 64.75 | 2106.3412 | 485.397 | -2049.6495
65 | 2.1908 | 54.6919 | 2.19081583410039+54.6918542512475i | 2.8722 | 67.6715 | 2.87217106262754+67.671514593884i | 6.7556 | 63.5569 | 6.75563049557875+63.5569130387681i | 480.5689 | -42.102 | 480.56894892385-42.1020214541606i | 2.19081583410039+54.6918542512475i | -10832.429615967-2183.94096826292i | 211.48589407845-823.467819197637i | 2.3368 | 58.4496 | 2.3368420845459+58.4496178859816i | 480.670523892389-2032.31494221286i | 65 | 2088.3841 | 480.6705 | -2032.3149
65.25 | 2.2101 | 55.0237 | 2.21014531277869+55.0236930943811i | 2.9263 | 67.9883 | 2.92631508042484+67.9883409234639i | 6.7901 | 63.8394 | 6.79012739266919+63.8394167822909i | 480.2919 | -41.8602 | 480.291874149837-41.8602495934112i | 2.21014531277869+55.0236930943811i | -10751.1715617594-2176.01805976379i | 213.00141438446-817.502066237089i | 2.3441 | 58.762 | 2.34409275949236+58.7619545989325i | 471.264333301915-2033.9613477068i | 65.25 | 2087.8431 | 471.2643 | -2033.9613
65.5 | 2.2061 | 55.335 | 2.20614803754262+55.3350069594793i | 2.9451 | 68.2849 | 2.94509538822535+68.2849259126816i | 6.8105 | 64.1242 | 6.8105038947231+64.1242351639211i | 479.965 | -42.4108 | 479.964961533012-42.4107854802185i | 2.20614803754262+55.3350069594793i | -10713.5098960411-2110.26573615863i | 209.481336735268-815.349830018211i | 2.3638 | 59.0862 | 2.36379637313725+59.0861927666135i | 471.903235336749-2012.04697133002i | 65.5 | 2066.646 | 471.9032 | -2012.047
65.75 | 2.227 | 55.6704 | 2.22700054467952+55.670358422637i | 2.9743 | 68.6083 | 2.97430840295093+68.6083205266048i | 6.8451 | 64.4342 | 6.84513703510133+64.4341887000377i | 479.4207 | -42.5266 | 479.420710183159-42.5265607270658i | 2.22700054467952+55.670358422637i | -10654.8311202142-2070.51664572458i | 206.911837148178-811.581004331728i | 2.3675 | 59.413 | 2.36747493672367+59.4129836306779i | 452.239385792386-2010.56566165392i | 65.75 | 2060.7995 | 452.2394 | -2010.5657
66 | 2.2195 | 55.9886 | 2.21947992000319+55.9885753132241i | 2.9913 | 68.9135 | 2.99130715427704+68.91349956639i | 6.8705 | 64.7046 | 6.87050753519402+64.7045837721959i | 478.9928 | -43.0898 | 478.992844681631-43.0897773696688i | 2.21947992000319+55.9885753132241i | -10561.0959269753-1993.87841586804i | 202.339359080909-805.027920881047i | 2.3789 | 59.7215 | 2.37890240600058+59.7214761212477i | 451.432136018004-1996.24395526314i | 66 | 2046.6511 | 451.4321 | -1996.244
66.25 | 2.2377 | 56.3224 | 2.23770722510842+56.3223697527978i | 3.0248 | 69.2374 | 3.02478057093325+69.2373982379297i | 6.8823 | 64.9917 | 6.8823246183143+64.9917278149506i | 479.4789 | -42.8451 | 479.478948515006-42.8451277344752i | 2.23770722510842+56.3223697527978i | -10484.1020634816-2031.89054696828i | 206.033974152427-799.219159754445i | 2.3818 | 60.0541 | 2.38175260167331+60.0541460778658i | 445.920590222154-1985.0289081047i | 66.25 | 2034.4987 | 445.9206 | -1985.0289
66.5 | 2.2386 | 56.6505 | 2.23858223204707+56.6505428578473i | 3.0504 | 69.5368 | 3.05041364259206+69.5367766861015i | 6.8957 | 65.277 | 6.89568054482165+65.2770074355723i | 478.8182 | -43.0968 | 478.818199516058-43.0967585701279i | 2.23858223204707+56.6505428578473i | -10415.6838349734-1990.04814251949i | 204.541826542572-795.393789374104i | 2.3997 | 60.3671 | 2.39969161144415+60.3670832447069i | 451.170445418192-1978.70291470786i | 66.5 | 2029.4876 | 451.1704 | -1978.7029
66.75 | 2.2313 | 56.9749 | 2.23127535067699+56.9748981652426i | 3.066 | 69.85 | 3.0659633071889+69.8499841862735i | 6.9176 | 65.5768 | 6.91764788946967+65.576810381711i | 478.7372 | -43.344 | 478.737161138848-43.3440127142891i | 2.23127535067699+56.9748981652426i | -10383.3842693359-1925.4217817104i | 200.984882744559-793.441270340355i | 2.4048 | 60.7153 | 2.40481557547254+60.7152608581535i | 441.200207183509-1952.80024894808i | 66.75 | 2002.0206 | 441.2002 | -1952.8002
67 | 2.2439 | 57.3038 | 2.2439333022184+57.3037626457754i | 3.091 | 70.1592 | 3.09097413504662+70.1591781261332i | 6.946 | 65.8705 | 6.94597652375419+65.8705099895924i | 478.2643 | -43.5336 | 478.264337852301-43.5335941778231i | 2.2439333022184+57.3037626457754i | -10315.4031632356-1877.67246489481i | 198.071988907774-789.366015925051i | 2.4192 | 61.0248 | 2.41918569626751+61.0248107995125i | 435.693525677165-1952.96190296803i | 67 | 2000.972 | 435.6935 | -1952.9619
67.25 | 2.25 | 57.621 | 2.24999019392648+57.6210218626717i | 3.1185 | 70.4796 | 3.11851643680092+70.479649797717i | 6.9696 | 66.1514 | 6.96964055891674+66.1514342417865i | 478.0857 | -43.8503 | 478.085651152286-43.8503066855986i | 2.24999019392648+57.6210218626717i | -10244.7317290253-1857.89608318721i | 197.399634450902-783.387233618976i | 2.4356 | 61.3425 | 2.43563428480307+61.3424679613133i | 437.588286185617-1937.8264304665i | 67.25 | 1986.6189 | 437.5883 | -1937.8264
67.5 | 2.2652 | 57.9605 | 2.26515480667133+57.9605178234249i | 3.1511 | 70.7936 | 3.15110523311765+70.7935727135548i | 6.9851 | 66.4478 | 6.98513541157415+66.4478251439866i | 478.0901 | -43.8706 | 478.090092270973-43.8705971287581i | 2.26515480667133+57.9605178234249i | -10182.0773207975-1851.89120774391i | 198.137427802838-779.74710369522i | 2.4449 | 61.6739 | 2.44493014105696+61.6738917409579i | 431.84288542758-1931.75532588489i | 67.5 | 1979.436 | 431.8429 | -1931.7553
67.75 | 2.2525 | 58.2827 | 2.25250672096167+58.2827415016316i | 3.1569 | 71.1034 | 3.15691394940856+71.1033825976118i | 6.9942 | 66.7326 | 6.99416102388162+66.7325624926642i | 478.2852 | -44.0723 | 478.285242647945-44.0722699746702i | 2.25250672096167+58.2827415016316i | -10123.9888021099-1807.05990528623i | 195.680750445937-775.859307071431i | 2.4673 | 61.9975 | 2.46727947375449+61.9974999274222i | 446.19646938147-1912.37231394636i | 67.75 | 1963.736 | 446.1965 | -1912.3723
68 | 2.2731 | 58.6138 | 2.27311943764766+58.6137996314827i | 3.1785 | 71.4329 | 3.17845192618286+71.4328541509499i | 7.0187 | 67.0532 | 7.01870059932161+67.0531951241937i | 478.7668 | -44.0404 | 478.766832207533-44.0404274470906i | 2.27311943764766+58.6137996314827i | -10110.6954674269-1802.71126935159i | 195.355905007407-774.927152756148i | 2.4585 | 62.3292 | 2.45849419717028+62.3291513718981i | 424.086850064123-1915.49548123916i | 68 | 1961.8799 | 424.0869 | -1915.4955
68.25 | 2.2704 | 58.9406 | 2.27040125485983+58.9405532528182i | 3.2124 | 71.7433 | 3.21236883293951+71.7432648428521i | 7.0537 | 67.3393 | 7.05374968050349+67.3393120486258i | 478.5346 | -44.4202 | 478.534606561182-44.420232617437i | 2.27040125485983+58.9405532528182i | -10057.1852212149-1724.35638220924i | 191.447854723655-771.46528528072i | 2.4779 | 62.6365 | 2.47790035446154+62.6364744088913i | 425.935973563474-1915.0310476893i | 68.25 | 1961.827 | 425.936 | -1915.031
68.5 | 2.286 | 59.273 | 2.28596488237444+59.2729865328879i | 3.247 | 72.0655 | 3.24697802044279+72.0654581731266i | 7.0754 | 67.6257 | 7.0754322134813+67.6257110638919i | 479.0874 | -44.3462 | 479.087436818359-44.3462411119843i | 2.28596488237444+59.2729865328879i | -9988.91953669044-1727.84264765565i | 192.639557937229-766.371868260648i | 2.4906 | 62.9827 | 2.49056224292746+62.9827338751001i | 419.756409114829-1892.46821661057i | 68.5 | 1938.4611 | 419.7564 | -1892.4682
68.75 | 2.2924 | 59.6009 | 2.29239274600255+59.6009139983004i | 3.2529 | 72.3761 | 3.25285433421697+72.3760528988494i | 7.0898 | 67.9198 | 7.08975584113699+67.9198061783875i | 479.0911 | -44.0829 | 479.091147176055-44.0828896925423i | 2.29239274600255+59.6009139983004i | -9920.3308432628-1703.37342599263i | 190.63891728132-762.201457205045i | 2.4994 | 63.2866 | 2.49939233898535+63.2866320062224i | 420.752786530882-1895.02109437653i | 68.75 | 1941.1692 | 420.7528 | -1895.0211
69 | 2.2898 | 59.9387 | 2.28980790748831+59.9386565292975i | 3.2858 | 72.7006 | 3.28575161619988+72.7005702565318i | 7.103 | 68.2213 | 7.10301462259577+68.2213174100737i | 479.4274 | -44.6644 | 479.427414772564-44.6644366721895i | 2.28980790748831+59.9386565292975i | -9891.88266148312-1675.85981190056i | 190.645990473936-760.231591753762i | 2.5261 | 63.6328 | 2.52607046434905+63.6328128289021i | 431.714939094476-1877.675764255i | 69 | 1926.6666 | 431.7149 | -1877.6758
69.25 | 2.3088 | 60.2761 | 2.30879068558031+60.2761153193151i | 3.3102 | 73.0299 | 3.31024405636092+73.029905967147i | 7.1267 | 68.5244 | 7.12674771785389+68.5243523875773i | 479.1404 | -44.6397 | 479.1403946848-44.639740849109i | 2.30879068558031+60.2761153193151i | -9818.77259446985-1666.13373113335i | 189.919148095396-754.958089661818i | 2.5214 | 63.948 | 2.5214469305356+63.9480114026575i | 416.664739388822-1883.94522425954i | 69.25 | 1929.4712 | 416.6647 | -1883.9452
69.5 | 2.3033 | 60.5897 | 2.3033285410788+60.5897133498712i | 3.3388 | 73.3401 | 3.33875668719982+73.3401216857754i | 7.1541 | 68.8208 | 7.15408121320937+68.8207986193246i | 478.6362 | -45.1384 | 478.636221215775-45.1384291782097i | 2.3033285410788+60.5897133498712i | -9804.4557902845-1603.13254499661i | 186.943686198817-753.771077965486i | 2.5427 | 64.2782 | 2.54272001893998+64.2781840181156i | 417.662921089621-1865.12412003776i | 69.5 | 1911.3164 | 417.6629 | -1865.1241
69.75 | 2.3209 | 60.9394 | 2.3208606480047+60.9394383381318i | 3.3536 | 73.6687 | 3.35364116793465+73.6687032436539i | 7.1716 | 69.1144 | 7.1715653395613+69.1143994553999i | 478.8963 | -44.9657 | 478.896286941856-44.9657341330046i | 2.3208606480047+60.9394383381318i | -9695.39660220362-1594.76165415301i | 185.856577435884-746.582589023211i | 2.5441 | 64.611 | 2.54411074461004+64.611023835981i | 406.86894769299-1858.03347590571i | 69.75 | 1902.0596 | 406.8689 | -1858.0335
70 | 2.3102 | 61.2689 | 2.31022939398125+61.2689292478779i | 3.3745 | 73.9883 | 3.37446997328656+73.9883285918785i | 7.1806 | 69.4104 | 7.1806276325508+69.4104291349437i | 478.2597 | -45.2383 | 478.259680482646-45.2382756335305i | 2.31022939398125+61.2689292478779i | -9645.78210983202-1559.54575850253i | 184.769871308342-742.892196352776i | 2.5576 | 64.9317 | 2.55761833544519+64.9316700175145i | 416.14643314836-1850.00821857511i | 70 | 1896.2353 | 416.1464 | -1850.0082
70.25 | 2.3287 | 61.596 | 2.32872288816024+61.5960170788942i | 3.4029 | 74.3211 | 3.40288896237659+74.3210879239182i | 7.2065 | 69.7278 | 7.2064587590271+69.7278015434881i | 478.8482 | -45.2454 | 478.848226553139-45.245443609643i | 2.32872288816024+61.5960170788942i | -9641.07372090282-1560.32826635821i | 185.25366985166-742.006125436725i | 2.5694 | 65.2758 | 2.56942422257134+65.2758226668987i | 407.611947929016-1839.20909053544i | 70.25 | 1883.8359 | 407.6119 | -1839.2091
70.5 | 2.3259 | 61.9329 | 2.32589812207624+61.9329133084341i | 3.4275 | 74.6289 | 3.42753165869454+74.6289390153661i | 7.2264 | 70.0142 | 7.22636066765439+70.0141796761379i | 478.3803 | -45.7423 | 478.380282466733-45.7422565778297i | 2.32589812207624+61.9329133084341i | -9567.12798170954-1495.68609838881i | 181.824221616291-737.77609920034i | 2.5661 | 65.5855 | 2.56613284925207+65.5855186798338i | 397.42566098619-1843.38750473506i | 70.5 | 1885.7425 | 397.4257 | -1843.3875
70.75 | 2.3307 | 62.2654 | 2.33072529989313+62.2654208390218i | 3.4451 | 74.9655 | 3.44506707291247+74.9655343150884i | 7.255 | 70.33 | 7.25499787936705+70.330027124051i | 478.7933 | -45.9019 | 478.793336852435-45.9019398754883i | 2.33072529989313+62.2654208390218i | -9545.97443385333-1458.0354969985i | 179.375266461306-735.905950683177i | 2.5938 | 65.9321 | 2.59376952469281+65.9321307468768i | 402.039081755216-1825.8011337025i | 70.75 | 1869.5414 | 402.0391 | -1825.8011
71 | 2.3426 | 62.6112 | 2.34258076243544+62.6112198906004i | 3.465 | 75.299 | 3.46502747555127+75.299012175119i | 7.2619 | 70.6206 | 7.26186990873217+70.6206245828556i | 478.5327 | -45.8179 | 478.532681424258-45.8179469812754i | 2.34258076243544+62.6112198906004i | -9438.30474942491-1470.50942296695i | 180.29782744219-727.938307825232i | 2.6011 | 66.2564 | 2.60113571437103+66.2563860121968i | 403.83583337031-1819.89457249413i | 71 | 1864.1619 | 403.8358 | -1819.8946
71.25 | 2.3474 | 62.9462 | 2.34743811727856+62.9462108912741i | 3.4869 | 75.6185 | 3.4869444096465+75.6185403018353i | 7.2748 | 70.9254 | 7.27484227032243+70.9253547885358i | 477.7768 | -46.4697 | 477.776800447976-46.4696742840541i | 2.34743811727856+62.9462108912741i | -9387.66497521853-1436.93110697968i | 178.560807689147-724.743929370419i | 2.6188 | 66.5992 | 2.6187602554163+66.5992146715098i | 402.462124133513-1801.94948413978i | 71.25 | 1846.3471 | 402.4621 | -1801.9495
71.5 | 2.3599 | 63.2847 | 2.35986964002796+63.2846990502418i | 3.4969 | 75.9537 | 3.49688688659028+75.9536638539873i | 7.3066 | 71.2446 | 7.30660521101311+71.2446473642812i | 478.3136 | -46.1137 | 478.313575470483-46.1136609599304i | 2.35986964002796+63.2846990502418i | -9352.52804024534-1403.07777869709i | 175.58913963111-722.464723989898i | 2.6079 | 66.9285 | 2.6078747049931+66.9284752258695i | 381.588479742547-1806.32538946106i | 71.5 | 1846.191 | 381.5885 | -1806.3254
71.75 | 2.3501 | 63.6207 | 2.35011243103944+63.620740562051i | 3.5179 | 76.2807 | 3.51793870373436+76.2807492796569i | 7.3316 | 71.5501 | 7.33159696342412+71.5501344224761i | 477.8754 | -46.6827 | 477.875428205023-46.6827083742677i | 2.35011243103944+63.620740562051i | -9312.91449842874-1331.62702341122i | 171.580907595932-719.78922052185i | 2.6302 | 67.2625 | 2.63015939733713+67.2625242607129i | 387.413377680347-1794.46494784728i | 71.75 | 1835.8087 | 387.4134 | -1794.4649
72 | 2.3492 | 63.966 | 2.34922039810872+63.9660365370663i | 3.5224 | 76.6191 | 3.5223969018767+76.6190651536048i | 7.3155 | 71.8472 | 7.31545633860864+71.8472458384185i | 479.5802 | -46.445 | 479.580177205201-46.4449601264737i | 2.34922039810872+63.9660365370663i | -9254.50143929897-1378.78633436032i | 175.27730674322-715.15448953909i | 2.6398 | 67.6166 | 2.63977095204607+67.6166356532795i | 400.528201876641-1774.08098675597i | 72 | 1818.732 | 400.5282 | -1774.081
72.25 | 2.3633 | 64.3063 | 2.36333034613431+64.3062863956595i | 3.5662 | 76.9416 | 3.56624368273351+76.9416438418513i | 7.3491 | 72.1608 | 7.34909209173451+72.1607967961135i | 477.4938 | -46.9111 | 477.493771234363-46.9110749435874i | 2.36333034613431+64.3062863956595i | -9198.28896477938-1324.17935435423i | 172.540980201152-711.553840631177i | 2.6481 | 67.9348 | 2.64808520010771+67.9347607142492i | 387.892172489859-1779.49394160478i | 72.25 | 1821.2795 | 387.8922 | -1779.4939
72.5 | 2.3789 | 64.6486 | 2.37891780005967+64.6485949870826i | 3.5917 | 77.284 | 3.59168755124425+77.2839808717895i | 7.3733 | 72.4836 | 7.37329736874502+72.4835668221129i | 478.2273 | -46.9578 | 478.227311189756-46.9577775827879i | 2.37891780005967+64.6485949870826i | -9179.99895761-1317.00647796982i | 172.377466068737-709.985817831957i | 2.6658 | 68.2852 | 2.6657738149792+68.2851716834325i | 385.430163423618-1770.36568774077i | 72.5 | 1811.8364 | 385.4302 | -1770.3657
72.75 | 2.3694 | 64.9855 | 2.3694369747168+64.9855222987383i | 3.5913 | 77.6159 | 3.59132721668898+77.6159179498325i | 7.3805 | 72.7993 | 7.3805424101056+72.7993329561587i | 477.7884 | -46.8226 | 477.788388436524-46.8225737728269i | 2.3694369747168+64.9855222987383i | -9137.15959651651-1286.16857678642i | 170.223819761204-706.958437317481i | 2.6607 | 68.6073 | 2.66065362255188+68.6073256956004i | 384.161477781346-1771.28579215495i | 72.75 | 1812.4661 | 384.1615 | -1771.2858
73 | 2.3822 | 65.3259 | 2.3822424527302+65.3259092261064i | 3.6201 | 77.9609 | 3.62010112764455+77.9609091609945i | 7.4106 | 73.1003 | 7.41059063895194+73.1002877736722i | 477.2787 | -47.3481 | 477.278657296559-47.3481133594246i | 2.3822424527302+65.3259092261064i | -9059.62946010882-1256.56863134159i | 168.085612020287-700.559024357416i | 2.6847 | 68.9559 | 2.68466364232012+68.9558686133798i | 382.191893928949-1749.38956551787i | 73 | 1790.652 | 382.1919 | -1749.3896
73.25 | 2.3859 | 65.6775 | 2.38590560097513+65.6775069553556i | 3.6481 | 78.3016 | 3.6480890409333+78.3015583812829i | 7.4201 | 73.4146 | 7.42011442184177+73.4145711907199i | 477.087 | -47.3653 | 477.086950021413-47.3652676095962i | 2.38590560097513+65.6775069553556i | -9008.3742436068-1251.19522078823i | 168.771188424872-696.714053807714i | 2.6757 | 69.2883 | 2.67568595298294+69.2883345344392i | 374.45954967471-1754.51255705838i | 73.25 | 1794.0274 | 374.4595 | -1754.5126
73.5 | 2.3931 | 66.0189 | 2.39308718642388+66.0188562335887i | 3.668 | 78.6306 | 3.6680056279894+78.6306485869349i | 7.4328 | 73.7246 | 7.43284431691907+73.7245712513294i | 476.687 | -47.6594 | 476.687021933994-47.6594061706205i | 2.39308718642388+66.0188562335887i | -8957.14286907828-1231.80044434132i | 167.751936751736-693.261717791077i | 2.7136 | 69.634 | 2.7135649416602+69.6339712754874i | 388.260609910054-1735.14045323087i | 73.5 | 1778.0491 | 388.2606 | -1735.1405
73.75 | 2.3999 | 66.3641 | 2.39987468270693+66.3641324154629i | 3.687 | 78.9738 | 3.68702599661418+78.973773972657i | 7.4524 | 74.0538 | 7.45236480815949+74.0537677698738i | 476.8441 | -47.2954 | 476.844148063306-47.2954491154297i | 2.39987468270693+66.3641324154629i | -8937.26908688633-1219.97178236906i | 167.353758706322-691.681792612427i | 2.7064 | 69.9783 | 2.7063630140905+69.978285553982i | 375.996262971265-1735.09380577269i | 73.75 | 1775.3658 | 375.9963 | -1735.0938
74 | 2.3915 | 66.7064 | 2.39147101546677+66.7064268046397i | 3.6972 | 79.3188 | 3.69716456776911+79.3188127042129i | 7.4714 | 74.3533 | 7.47136650695532+74.353319468932i | 476.7308 | -47.8468 | 476.730832163291-47.8467826665483i | 2.39147101546677+66.7064268046397i | -8865.24299555159-1170.8909160516i | 163.84806324051-685.937435209145i | 2.715 | 70.3112 | 2.71496552719329+70.3112389181714i | 377.302142544668-1724.78012794466i | 74 | 1765.566 | 377.3021 | -1724.7801
74.25 | 2.4105 | 67.0525 | 2.41045724682683+67.052482662627i | 3.7212 | 79.6441 | 3.72116578798201+79.6441289671201i | 7.4865 | 74.6684 | 7.48649996619953+74.6683790829076i | 476.8071 | -47.832 | 476.807081574123-47.8319973435025i | 2.41045724682683+67.052482662627i | -8821.53406293869-1165.89540206389i | 163.744991071436-683.541444576533i | 2.7239 | 70.656 | 2.72394344811747+70.6560410987163i | 368.726037213435-1718.14341678417i | 74.25 | 1757.2637 | 368.726 | -1718.1434
74.5 | 2.4095 | 67.4032 | 2.4094510605457+67.4032202956242i | 3.7289 | 79.9843 | 3.72893054091347+79.9843285100832i | 7.4871 | 74.9916 | 7.48713532701354+74.991558562869i | 476.3651 | -47.7187 | 476.365069756118-47.7186527841865i | 2.4094510605457+67.4032202956242i | -8772.21987193489-1160.24559215641i | 163.548750307462-680.100711798252i | 2.7265 | 70.9838 | 2.72650454754799+70.983812536004i | 373.216313694619-1722.30538730549i | 74.5 | 1762.2787 | 373.2163 | -1722.3054
74.75 | 2.4227 | 67.7414 | 2.42269869411771+67.7414333444016i | 3.761 | 80.3389 | 3.76100759878583+80.3388606856853i | 7.5199 | 75.3025 | 7.51992655904081+75.3024602404108i | 476.2709 | -48.6197 | 476.270916727853-48.6197092947012i | 2.42269869411771+67.7414333444016i | -8727.09128799294-1131.20902836535i | 161.570652414365-675.603011199149i | 2.7579 | 71.3486 | 2.75785388116512+71.3486033155757i | 372.21408616896-1694.17457965488i | 74.75 | 1734.5809 | 372.2141 | -1694.1746
75 | 2.4163 | 68.0946 | 2.41634776575399+68.0945759474581i | 3.7865 | 80.6825 | 3.7864996097258+80.6825040161029i | 7.537 | 75.6258 | 7.53701985645348+75.6258117685839i | 476.1969 | -48.3244 | 476.196887912116-48.324431697396i | 2.41634776575399+68.0945759474581i | -8697.71825063049-1101.33894859452i | 160.794908743714-673.455136038657i | 2.7499 | 71.6805 | 2.74991981093164+71.680510757479i | 367.388618707921-1702.92130207613i | 75 | 1742.1008 | 367.3886 | -1702.9213
75.25 | 2.4286 | 68.4323 | 2.42855984637099+68.4323301603019i | 3.8126 | 81.0145 | 3.81260676429157+81.0145472872502i | 7.5652 | 75.9519 | 7.56516927951481+75.9518940557758i | 475.8958 | -48.9849 | 475.895776443168-48.9848808900868i | 2.42855984637099+68.4323301603019i | -8686.51300430452-1060.73940312537i | 158.330821494841-672.963725977i | 2.764 | 72.0225 | 2.76396663786056+72.0224916814158i | 358.656306124233-1698.26998050734i | 75.25 | 1735.729 | 358.6563 | -1698.27
75.5 | 2.444 | 68.7838 | 2.44402016098943+68.7838377248054i | 3.8156 | 81.364 | 3.81563037951727+81.3640431253375i | 7.5789 | 76.2609 | 7.57885891872724+76.2609499228329i | 475.6044 | -48.976 | 475.604406981611-48.9759665821945i | 2.44402016098943+68.7838377248054i | -8590.69164363758-1056.74164737118i | 156.592082199567-665.800603160091i | 2.7654 | 72.3703 | 2.76541825583976+72.3703108093551i | 348.649626281763-1684.22621215364i | 75.5 | 1719.9344 | 348.6496 | -1684.2262
75.75 | 2.4447 | 69.1264 | 2.4447248015223+69.1263521209888i | 3.8322 | 81.6889 | 3.83220914999735+81.688911852918i | 7.5821 | 76.5739 | 7.58211961329108+76.5738906690605i | 475.6232 | -49.2851 | 475.623249947607-49.2850727163501i | 2.4447248015223+69.1263521209888i | -8558.24687552917-1041.31983091451i | 156.2263953178-663.995664514629i | 2.7878 | 72.6988 | 2.7877909898855+72.6987830181075i | 360.552372773401-1682.0140399957i | 75.75 | 1720.2236 | 360.5524 | -1682.014
76 | 2.4558 | 69.4725 | 2.45580942986225+69.4725017185904i | 3.8698 | 82.0575 | 3.86976402716755+82.0575256506081i | 7.6007 | 76.907 | 7.60068608794137+76.9069858925037i | 475.9138 | -49.3461 | 475.913778922148-49.3460521884485i | 2.45580942986225+69.4725017185904i | -8548.49303590062-1059.76057507532i | 158.523264283358-661.448749128657i | 2.7948 | 73.0619 | 2.79480238672533+73.061860459376i | 357.058147559036-1671.47898903432i | 76 | 1709.1906 | 357.0581 | -1671.479
76.25 | 2.4456 | 69.8146 | 2.4455824663806+69.8145859659296i | 3.8789 | 82.3876 | 3.87890049677257+82.3875944004274i | 7.6129 | 77.2155 | 7.61287950619452+77.2154591592577i | 475.8321 | -49.6182 | 475.832112280695-49.6182300403139i | 2.4455824663806+69.8145859659296i | -8506.1217932149-1013.30180168592i | 155.695125462138-658.789120026286i | 2.7999 | 73.3772 | 2.79986686513464+73.3772177403422i | 361.053075867908-1677.4180701686i | 76.25 | 1715.8353 | 361.0531 | -1677.4181
76.5 | 2.4691 | 70.1576 | 2.46913010824868+70.1576314486121i | 3.8936 | 82.7383 | 3.89359110018812+82.7383177753758i | 7.6487 | 77.5382 | 7.64866333303077+77.5381582032507i | 475.7459 | -49.6853 | 475.745915025759-49.6853045447341i | 2.46913010824868+70.1576314486121i | -8455.51106107375-990.916086934544i | 152.904107894588-654.789803187924i | 2.8155 | 73.7368 | 2.81551021049858+73.7368154535237i | 347.886511713917-1659.1586117812i | 76.5 | 1695.2381 | 347.8865 | -1659.1586
76.75 | 2.4636 | 70.5067 | 2.46357143428331+70.5066655491775i | 3.9112 | 83.0709 | 3.91123374644709+83.0709139936731i | 7.6512 | 77.8499 | 7.65123088177062+77.8499097922017i | 475.4659 | -50.0028 | 475.465917914032-50.0027982475358i | 2.46357143428331+70.5066655491775i | -8409.18785974429-968.363872266371i | 152.169463497432-651.761854165216i | 2.8116 | 74.0655 | 2.81161872989236+74.0655008472695i | 346.252288940649-1662.39792759004i | 76.75 | 1698.0747 | 346.2523 | -1662.3979
77 | 2.4735 | 70.8499 | 2.47353464889273+70.8499406913495i | 3.9527 | 83.4301 | 3.95274048452615+83.4301262656779i | 7.6658 | 78.1811 | 7.66577484414602+78.1811396142704i | 475.5448 | -50.3351 | 475.544823906606-50.3351315004604i | 2.47353464889273+70.8499406913495i | -8406.31834495695-982.940981024042i | 154.56772376352-650.044533735103i | 2.8401 | 74.4257 | 2.84013370874389+74.4256506537765i | 355.990398324378-1648.56142249894i | 77 | 1686.5598 | 355.9904 | -1648.5614
77.25 | 2.4782 | 71.1903 | 2.47821039576057+71.1902775982308i | 3.9775 | 83.7737 | 3.97748207502121+83.7737393142236i | 7.6958 | 78.4966 | 7.69577443629242+78.4966248490183i | 475.6622 | -50.2969 | 475.662151290323-50.2969243628763i | 2.47821039576057+71.1902775982308i | -8376.293358946-949.830618638751i | 152.626530352258-647.474034440787i | 2.8308 | 74.7561 | 2.83078481690059+74.7560577120786i | 341.189673356645-1652.77615903591i | 77.25 | 1687.6254 | 341.1897 | -1652.7762
77.5 | 2.4929 | 71.5231 | 2.4929344393169+71.5230876945217i | 3.9877 | 84.1039 | 3.98772444644638+84.1039288124773i | 7.7205 | 78.8046 | 7.7204995497738+78.8046124212028i | 475.0982 | -50.8723 | 475.098249226945-50.8722582928429i | 2.4929344393169+71.5230876945217i | -8321.08512921407-915.215115810456i | 149.225333742093-643.67910822498i | 2.8558 | 75.0952 | 2.85581503548324+75.0952316984151i | 338.588169718996-1636.2029641057i | 77.5 | 1670.8687 | 338.5882 | -1636.203
77.75 | 2.5114 | 71.886 | 2.51143296224879+71.885985821782i | 4.0228 | 84.4535 | 4.02279053428138+84.4535406595165i | 7.7451 | 79.1396 | 7.74506670514023+79.1396174543723i | 475.6509 | -50.7373 | 475.650891941419-50.7373147825676i | 2.51143296224879+71.885985821782i | -8298.41924981621-906.252615432125i | 149.357868352328-642.343415944426i | 2.8731 | 75.4412 | 2.87305474254877+75.4411663233694i | 337.935977800844-1642.26721859706i | 77.75 | 1676.676 | 337.936 | -1642.2672
78 | 2.4631 | 72.2087 | 2.46306350633803+72.2086817004513i | 4.005 | 84.7821 | 4.00496657964855+84.782076422093i | 7.7104 | 79.4404 | 7.71044958506933+79.4403974309331i | 476.1246 | -51.4456 | 476.12463885584-51.4455632613934i | 2.46306350633803+72.2086817004513i | -8289.92993857398-890.036872714918i | 149.3948650867-641.002506911487i | 2.8447 | 75.7772 | 2.84474127956289+75.7772068609648i | 342.854862152819-1629.41700657873i | 78 | 1665.0974 | 342.8549 | -1629.417
78.25 | 2.5278 | 72.5747 | 2.52784554191837+72.5747466549212i | 4.0813 | 85.1443 | 4.08130322207758+85.1443131563043i | 7.7855 | 79.7731 | 7.78547202242764+79.7731153287492i | 475.1928 | -51.5716 | 475.192787715972-51.5715593556072i | 2.52784554191837+72.5747466549212i | -8224.99629327085-868.121978795606i | 147.681000362772-636.106273686042i | 2.9069 | 76.1414 | 2.90692460608275+76.1414158215383i | 335.359028128129-1618.62651919144i | 78.25 | 1653.0026 | 335.359 | -1618.6265
78.5 | 2.5226 | 72.8986 | 2.52260660600363+72.8985962968188i | 4.1023 | 85.4834 | 4.10234236765082+85.4834165996485i | 7.8088 | 80.0825 | 7.80881141490798+80.0824571682201i | 475.2582 | -51.521 | 475.258237523617-51.5209746498149i | 2.52260660600363+72.8985962968188i | -8212.87129487117-841.561703837436i | 146.482195128424-634.213913327597i | 2.9051 | 76.4479 | 2.90511296986101+76.4478536685479i | 334.419900634171-1627.92780871329i | 78.5 | 1661.9223 | 334.4199 | -1627.9278
78.75 | 2.5488 | 73.2525 | 2.54882367353575+73.2525395275006i | 4.1362 | 85.8344 | 4.13621710991293+85.8343876074547i | 7.8386 | 80.3952 | 7.83859529468573+80.395167759934i | 474.6662 | -52.0455 | 474.666179303067-52.045450948707i | 2.54882367353575+73.2525395275006i | -8138.44690734047-824.695389239921i | 144.849617288748-628.565336772324i | 2.9322 | 76.8072 | 2.93221148119367+76.8072100664514i | 328.580602297491-1609.88108074654i | 78.75 | 1643.071 | 328.5806 | -1609.8811
79 | 2.5572 | 73.5952 | 2.55716908314024+73.5952134165422i | 4.155 | 86.1786 | 4.15501569145376+86.1785632523817i | 7.8487 | 80.715 | 7.84865225143041+80.7149553955564i | 475.0061 | -51.6281 | 475.006099295952-51.628092487668i | 2.55716908314024+73.5952134165422i | -8109.1458733572-835.07456332214i | 145.842820523311-625.915318256881i | 2.9415 | 77.1359 | 2.94149224499226+77.1358883798631i | 332.966719501864-1612.3947099465i | 79 | 1646.4154 | 332.9667 | -1612.3947
79.25 | 2.5593 | 73.9381 | 2.55926989556722+73.9380687081006i | 4.1918 | 86.5182 | 4.19184060351557+86.5181616806127i | 7.8702 | 81.0366 | 7.87022971280395+81.0365560413403i | 474.4452 | -52.3185 | 474.445155802454-52.3184690418961i | 2.55926989556722+73.9380687081006i | -8092.24813237527-800.098890398432i | 144.642700185964-624.487332017256i | 2.9653 | 77.4898 | 2.96528296911253+77.4897868597584i | 334.817455607336-1599.10719425249i | 79.25 | 1633.7829 | 334.8175 | -1599.1072
79.5 | 2.5789 | 74.288 | 2.57890025045461+74.2879895959775i | 4.2113 | 86.8746 | 4.21127587812352+86.8745634291654i | 7.8947 | 81.36 | 7.894734248252+81.3599611370114i | 474.9972 | -52.6487 | 474.997219518342-52.6487373353922i | 2.57890025045461+74.2879895959775i | -8053.10399468572-791.527079761708i | 143.452778492125-621.212355242938i | 2.9716 | 77.8394 | 2.97161971421435+77.8393852874553i | 324.457068869441-1594.63385677616i | 79.5 | 1627.3074 | 324.4571 | -1594.6339
79.75 | 2.5864 | 74.6219 | 2.58641440322909+74.6218951952515i | 4.2472 | 87.2245 | 4.24718748429267+87.224536112436i | 7.9196 | 81.682 | 7.91956784506075+81.6819836611901i | 473.9867 | -53.085 | 473.986729662329-53.0849546179649i | 2.58641440322909+74.6218951952515i | -8030.95966769033-774.38101092822i | 142.939547040101-618.40764701307i | 2.9951 | 78.1735 | 2.99507240346798+78.1735397261228i | 329.023283406037-1588.48220727375i | 79.75 | 1622.1998 | 329.0233 | -1588.4822
80 | 2.6106 | 75.0095 | 2.61057992960453+75.0094566410989i | 4.2872 | 87.6115 | 4.28724899200961+87.6115300817066i | 7.9799 | 82.0123 | 7.97991697021158+82.0123460143101i | 473.2171 | -52.3283 | 473.217099674347-52.3283380909124i | 2.61057992960453+75.0094566410989i | -7930.22131898742-725.603581498203i | 138.844103461905-610.806288543918i | 3.0064 | 78.5442 | 3.00640927008572+78.5441943220953i | 312.014283098353-1582.21594981344i | 80 | 1612.6873 | 312.0143 | -1582.2159
80.25 | 2.6114 | 75.3249 | 2.61135948171249+75.3249379108039i | 4.32 | 87.9207 | 4.31998130638878+87.9207341390412i | 7.9798 | 82.3168 | 7.97983096981239+82.3168473627197i | 473.7315 | -53.3459 | 473.731538755608-53.3459292698714i | 2.61135948171249+75.3249379108039i | -7948.30579962471-721.169039275873i | 140.272699844412-612.000437573215i | 3.0236 | 78.8631 | 3.02356296316933+78.863111112018i | 319.033202630875-1580.93299624179i | 80.25 | 1612.8023 | 319.0332 | -1580.933
80.5 | 2.6322 | 75.6814 | 2.63215072047947+75.6813677504348i | 4.356 | 88.2825 | 4.35597481112139+88.2824925868133i | 8.0114 | 82.647 | 8.01140963356639+82.6469970547141i | 473.6149 | -53.5505 | 473.614923771751-53.5504826086879i | 2.63215072047947+75.6813677504348i | -7910.92305141602-707.813570268439i | 139.44299282518-608.719297738284i | 3.0624 | 79.2329 | 3.06244379972877+79.2328919353721i | 322.942714192963-1562.73196660909i | 80.5 | 1595.7516 | 322.9427 | -1562.732
80.75 | 2.6375 | 76.0165 | 2.63748673595948+76.0164938430007i | 4.3652 | 88.6217 | 4.36522951213425+88.6216986317989i | 8.0369 | 82.9701 | 8.03692295244318+82.9701122000798i | 473.5373 | -54.0864 | 473.537264292361-54.0863555696766i | 2.63748673595948+76.0164938430007i | -7893.08735553665-668.284641185677i | 136.283642227971-607.497014564297i | 3.0604 | 79.5709 | 3.06040261359478+79.5708670424256i | 309.64632302996-1560.1134361791i | 80.75 | 1590.5454 | 309.6463 | -1560.1134
81 | 2.655 | 76.3816 | 2.65503294137242+76.3815645975983i | 4.4264 | 88.9913 | 4.42637705626371+88.9912678614639i | 8.0729 | 83.3093 | 8.072890460944+83.3093102462767i | 473.5173 | -54.3841 | 473.51728379077-54.3841386208392i | 2.65503294137242+76.3815645975983i | -7879.01329255883-652.412221101917i | 136.812982008981-605.618567085568i | 3.0941 | 79.921 | 3.09413334834767+79.9210365129139i | 316.690835162432-1564.16262220499i | 81 | 1595.9003 | 316.6908 | -1564.1626
81.25 | 2.6785 | 76.7479 | 2.67853868034349+76.7478733553061i | 4.4715 | 89.3562 | 4.47147877541871+89.3562170516721i | 8.1029 | 83.6246 | 8.10294959908363+83.6245736989417i | 473.3755 | -54.5365 | 473.375466314887-54.5364938130857i | 2.67853868034349+76.7478733553061i | -7806.84763125269-643.256696217084i | 136.31110412667-599.797258813596i | 3.1148 | 80.268 | 3.11476569573094+80.2679876224004i | 314.342284457258-1562.13836916201i | 81.25 | 1593.4514 | 314.3423 | -1562.1384
81.5 | 2.6954 | 77.0735 | 2.69539445022543+77.073480084967i | 4.4912 | 89.6985 | 4.4912359492222+89.6984658522405i | 8.1372 | 83.9482 | 8.13717714024645+83.9481699856857i | 472.3725 | -54.9304 | 472.372491701634-54.9303507465382i | 2.69539445022543+77.073480084967i | -7784.79879843998-616.895873741086i | 133.865415622726-597.576731479637i | 3.1416 | 80.6204 | 3.14163292045912+80.620440901375i | 309.167112006113-1541.46596838604i | 81.5 | 1572.1646 | 309.1671 | -1541.466
81.75 | 2.7288 | 77.4467 | 2.72878106207655+77.44674588644i | 4.5417 | 90.063 | 4.5416821714999+90.0629713284508i | 8.1658 | 84.2933 | 8.1658249692095+84.2933032799685i | 472.6305 | -55.2687 | 472.630548521216-55.2686682926744i | 2.72878106207655+77.44674588644i | -7757.85054244919-619.341816778526i | 134.670340631205-595.558994015163i | 3.1656 | 80.9859 | 3.16561075822314+80.9858923135682i | 304.19684637103-1542.28426234362i | 81.75 | 1571.9976 | 304.1968 | -1542.2843
82 | 2.7399 | 77.7805 | 2.73993028084941+77.7805136009066i | 4.5821 | 90.4188 | 4.58211202107353+90.4187820723432i | 8.1951 | 84.6016 | 8.19510438678406+84.6015979844689i | 471.8715 | -55.2469 | 471.871473916449-55.2469082999607i | 2.73993028084941+77.7805136009066i | -7715.05457995727-611.783367242854i | 134.529716074607-590.842520109742i | 3.1965 | 81.3276 | 3.19647270475088+81.3275763788356i | 310.524681867368-1526.92895354282i | 82 | 1558.1841 | 310.5247 | -1526.929
82.25 | 2.7735 | 78.1599 | 2.77350194226104+78.1598733581512i | 4.6304 | 90.7866 | 4.63041551242627+90.7865953090459i | 8.2573 | 84.9607 | 8.25733386218247+84.9607265484395i | 471.8165 | -55.5986 | 471.816463626527-55.5986273613856i | 2.77350194226104+78.1598733581512i | -7698.71677576345-555.623120447078i | 130.840237271777-590.474534296809i | 3.2346 | 81.6896 | 3.23464428226903+81.6895838409847i | 304.103486031606-1533.82031818309i | 82.25 | 1563.6763 | 304.1035 | -1533.8203
82.5 | 2.7805 | 78.4957 | 2.78046697970457+78.4957304384335i | 4.6587 | 91.133 | 4.6586819690143+91.132950045721i | 8.2698 | 85.2669 | 8.26979588203049+85.2668781912651i | 471.646 | -55.8726 | 471.646018181677-55.8726427770403i | 2.78046697970457+78.4957304384335i | -7658.30629782331-554.686962306906i | 131.066828418298-586.532073226964i | 3.2439 | 82.0197 | 3.24386678254875+82.0197086014964i | 304.577280434561-1529.38027317356i | 82.5 | 1559.4138 | 304.5773 | -1529.3803
82.75 | 2.8147 | 78.8597 | 2.8146691440716+78.859706611775i | 4.7158 | 91.5162 | 4.71582238417721+91.5162151211635i | 8.3108 | 85.6148 | 8.31080191061373+85.6147582533118i | 471.4701 | -56.0796 | 471.470077644295-56.0795596910009i | 2.8146691440716+78.859706611775i | -7637.52242428153-559.894193508547i | 131.905959872331-583.632443007609i | 3.2882 | 82.4027 | 3.28819731479484+82.4027085073952i | 306.401011035049-1513.45131393795i | 82.75 | 1544.1556 | 306.401 | -1513.4513
83 | 2.8238 | 79.2209 | 2.82379445112508+79.220863564191i | 4.7399 | 91.8766 | 4.73987638582746+91.8765649011647i | 8.3469 | 85.9393 | 8.34692447829713+85.9393217823453i | 471.7391 | -56.1365 | 471.739072804353-56.1365191855119i | 2.82379445112508+79.220863564191i | -7595.16723786208-517.998231395913i | 128.838088811427-580.631820215354i | 3.306 | 82.7652 | 3.30598449431789+82.7652414878447i | 300.880007654046-1503.78513799402i | 83 | 1533.5901 | 300.88 | -1503.7851
83.25 | 2.8669 | 79.5714 | 2.86690014605587+79.5713579218061i | 4.8067 | 92.247 | 4.80665740241685+92.2470361916126i | 8.383 | 86.2771 | 8.38299144161534+86.2771181056579i | 471.1362 | -56.0986 | 471.136246801138-56.0985882964041i | 2.86690014605587+79.5713579218061i | -7571.39955176457-548.671647792103i | 131.610664513039-577.17675177098i | 3.3441 | 83.1138 | 3.34408703784609+83.1137984712153i | 303.294758515496-1501.57892020633i | 83.25 | 1531.9031 | 303.2948 | -1501.5789
83.5 | 2.8944 | 79.9408 | 2.89443758161414+79.9408447769032i | 4.8426 | 92.6091 | 4.84259791407514+92.6091094414897i | 8.4216 | 86.6246 | 8.42161867027503+86.6246070000471i | 471.476 | -56.3292 | 471.47600890945-56.329154906177i | 2.89443758161414+79.9408447769032i | -7551.52182087273-524.556779216235i | 130.002226644686-576.105475613709i | 3.3803 | 83.4681 | 3.38026356613684+83.4680757952523i | 305.336625095211-1504.85345688647i | 83.5 | 1535.5176 | 305.3366 | -1504.8535
83.75 | 2.9131 | 80.278 | 2.91311891333087+80.2779540556361i | 4.8807 | 92.9743 | 4.88073236189717+92.9743305549968i | 8.4741 | 86.9471 | 8.47409957046255+86.9470940575484i | 471.319 | -56.4513 | 471.318996186849-56.4513128219617i | 2.91311891333087+80.2779540556361i | -7530.96417743708-491.654991568844i | 127.584235545746-573.386250803037i | 3.3972 | 83.82 | 3.39722051359721+83.8200310529487i | 293.929992852943-1495.1482475981i | 83.75 | 1523.7661 | 293.93 | -1495.1482
84 | 2.9425 | 80.6596 | 2.94253499986803+80.6596493691062i | 4.9424 | 93.3683 | 4.94235862041837+93.3682909816127i | 8.5119 | 87.2994 | 8.51189643757149+87.2993727662833i | 471.7789 | -57.0305 | 471.778931912945-57.0304681499912i | 2.94253499986803+80.6596493691062i | -7509.19990989293-487.209553450409i | 128.143267788488-570.708986632956i | 3.4458 | 84.191 | 3.44575202618699+84.1910095312336i | 304.062445850953-1494.13467166i | 84 | 1524.7598 | 304.0624 | -1494.1347
84.25 | 2.9642 | 81.0028 | 2.96421566441477+81.0028127451817i | 4.9859 | 93.7082 | 4.98594635689467+93.7081641502312i | 8.5332 | 87.617 | 8.53319493933124+87.6170000273665i | 471.5219 | -57.1345 | 471.521934494693-57.1345371982026i | 2.96421566441477+81.0028127451817i | -7479.66489939117-488.727613862816i | 128.87978075392-568.194020051409i | 3.4633 | 84.5421 | 3.4633021191538+84.5420597014426i | 298.719029481239-1484.85743833477i | 84.25 | 1514.6071 | 298.719 | -1484.8574
84.5 | 3.0009 | 81.3857 | 3.00085673666267+81.3857376141145i | 5.0506 | 94.0986 | 5.05056818470204+94.0986454990387i | 8.596 | 87.9793 | 8.59604232561606+87.9792546737914i | 471.6061 | -57.3586 | 471.606080538285-57.3585731102728i | 3.00085673666267+81.3857376141145i | -7466.34669045431-456.8758925581i | 127.319750069369-566.776539749826i | 3.514 | 84.9253 | 3.51400283861775+84.925300165723i | 298.613905758174-1480.872114455i | 84.5 | 1510.6795 | 298.6139 | -1480.8721
84.75 | 3.016 | 81.7504 | 3.0159614300037+81.750413601387i | 5.0587 | 94.4685 | 5.05866430087087+94.4684858522409i | 8.6381 | 88.3281 | 8.63808146636444+88.3280547013305i | 471.7819 | -57.2778 | 471.781878865696-57.2778380797258i | 3.0159614300037+81.750413601387i | -7441.16742700848-415.057368052361i | 123.424404577282-565.262399807543i | 3.5238 | 85.2639 | 3.52377362097893+85.2638645450913i | 292.137542271618-1492.58332513384i | 84.75 | 1520.9041 | 292.1375 | -1492.5833
85 | 3.0572 | 82.1167 | 3.05720894895931+82.1166984485912i | 5.1258 | 94.8496 | 5.12582396944265+94.8496083254496i | 8.6725 | 88.6697 | 8.67254162022692+88.6697301403933i | 471.1042 | -57.884 | 471.104172020561-57.8839738273126i | 3.05720894895931+82.1166984485912i | -7403.27524514666-429.708792923113i | 124.911057693126-561.135076276929i | 3.57 | 85.6531 | 3.57001574910491+85.653078127456i | 291.416242500727-1471.95537990083i | 85 | 1500.5253 | 291.4162 | -1471.9554
85.25 | 3.0832 | 82.4731 | 3.08322254436616+82.4731179684681i | 5.1801 | 95.2378 | 5.1800591107287+95.2378026386203i | 8.7194 | 89.0102 | 8.71942372579458+89.0102102986247i | 471.5604 | -58.1335 | 471.560411355083-58.1335463814751i | 3.08322254436616+82.4731179684681i | -7393.96249630855-421.784381791694i | 124.82752015785-558.746241826918i | 3.6069 | 86.0212 | 3.60686824363153+86.0211905880777i | 292.518993607976-1463.59702973249i | 85.25 | 1492.5427 | 292.519 | -1463.597
85.5 | 3.1188 | 82.8472 | 3.1188016691221+82.8472488641139i | 5.227 | 95.6031 | 5.22703988048179+95.603091254626i | 8.7596 | 89.3474 | 8.75964143530178+89.3473815066567i | 470.9107 | -58.3589 | 470.910670123138-58.3589482798277i | 3.1188016691221+82.8472488641139i | -7338.33803713365-403.298176869119i | 123.330003192895-554.908785723175i | 3.6395 | 86.3788 | 3.63945331080516+86.378832732117i | 288.263192712013-1462.32813409785i | 85.5 | 1490.4695 | 288.2632 | -1462.3281
85.75 | 3.1419 | 83.2214 | 3.14194782408817+83.2213900961704i | 5.2807 | 95.9991 | 5.28074457958817+95.9991498619666i | 8.7945 | 89.699 | 8.79446136546302+89.6989663221693i | 471.2343 | -59.0134 | 471.234254247727-59.0134295313095i | 3.14194782408817+83.2213900961704i | -7321.88876007348-396.744681050074i | 123.50362843637-552.345616887681i | 3.674 | 86.7547 | 3.67395683624256+86.7547079138655i | 291.392824398027-1457.42550318859i | 85.75 | 1486.2701 | 291.3928 | -1457.4255
86 | 3.1677 | 83.5824 | 3.16765878667176+83.5824398665255i | 5.3354 | 96.3764 | 5.33535519194171+96.3763635174919i | 8.859 | 90.033 | 8.85899938735993+90.033028717205i | 471.0318 | -58.9016 | 471.031779786485-58.9016337633302i | 3.16765878667176+83.5824398665255i | -7293.92695174141-354.480473524625i | 120.832674389593-549.635795059381i | 3.714 | 87.1161 | 3.71397705644223+87.1161096858499i | 288.811856437671-1451.15404155037i | 86 | 1479.6149 | 288.8119 | -1451.154
86.25 | 3.2025 | 83.9632 | 3.20250412430183+83.9631822204199i | 5.3924 | 96.7604 | 5.39242738133271+96.7603685063689i | 8.9079 | 90.4045 | 8.9078595294714+90.4044954060771i | 470.8901 | -59.4614 | 470.890115113965-59.4614174674319i | 3.20250412430183+83.9631822204199i | -7292.721085089-332.779211640445i | 120.008828646349-549.332548820204i | 3.749 | 87.5017 | 3.74904146316627+87.5017223351614i | 282.745412142787-1449.40156885939i | 86.25 | 1476.7227 | 282.7454 | -1449.4016
86.5 | 3.2235 | 84.3249 | 3.22346855555389+84.324912130741i | 5.4312 | 97.1467 | 5.43123109773455+97.1467312259194i | 8.9311 | 90.7453 | 8.93105955339081+90.7453351895114i | 470.8257 | -59.8286 | 470.825677255949-59.8285685299976i | 3.22346855555389+84.324912130741i | -7262.97205792015-340.6493860691i | 120.530923874208-545.700134050978i | 3.77 | 87.8683 | 3.77003913789242+87.8682558604043i | 282.204021822517-1441.9278020036i | 86.5 | 1469.2838 | 282.204 | -1441.9278
86.75 | 3.2727 | 84.7068 | 3.27269545520796+84.7068096152543i | 5.4897 | 97.5403 | 5.48971593696584+97.5402962289639i | 8.9965 | 91.1116 | 8.99654268616459+91.1116335322156i | 470.8581 | -59.9715 | 470.858101123798-59.9715359886552i | 3.27269545520796+84.7068096152543i | -7244.07860126412-321.527993239595i | 119.015225011774-543.90670438034i | 3.8262 | 88.2499 | 3.82619290126977+88.249883068709i | 281.364622381751-1438.12089694691i | 86.75 | 1465.3866 | 281.3646 | -1438.1209
87 | 3.2916 | 85.0938 | 3.2915509202831+85.0937667685945i | 5.5307 | 97.939 | 5.530699405606+97.9389904015231i | 9.0228 | 91.4628 | 9.02278042491746+91.4627705336164i | 470.9702 | -60.0154 | 470.97020017517-60.0153785323158i | 3.2915509202831+85.0937667685945i | -7201.88926010141-318.541071423373i | 118.918933221664-539.937046570566i | 3.861 | 88.6171 | 3.86103456143873+88.6170518211413i | 291.171423571418-1437.86191280545i | 87 | 1467.0473 | 291.1714 | -1437.8619
87.25 | 3.3432 | 85.459 | 3.3431569553509+85.4589782678829i | 5.6023 | 98.3324 | 5.60233028836773+98.3324132204024i | 9.1047 | 91.8155 | 9.10472772318244+91.8155143704633i | 470.497 | -60.276 | 470.497011880132-60.2760222227953i | 3.3431569553509+85.4589782678829i | -7183.32365167282-288.729116240326i | 116.755857376223-537.506264469119i | 3.9093 | 88.9972 | 3.90925373212384+88.9971869286546i | 279.527904995327-1429.3050116044i | 87.25 | 1456.382 | 279.5279 | -1429.305
87.5 | 3.3741 | 85.8488 | 3.37413279043858+85.8487698183172i | 5.6541 | 98.7295 | 5.65413457531128+98.7294948766002i | 9.1288 | 92.1896 | 9.12878404915266+92.1896230308204i | 470.5114 | -60.6207 | 470.51135956428-60.6207136477854i | 3.37413279043858+85.8487698183172i | -7168.9688214988-302.147354412941i | 118.26873321847-535.631019794916i | 3.9553 | 89.3886 | 3.95529737550661+89.3886220488901i | 288.615260734299-1422.78469996535i | 87.5 | 1451.7627 | 288.6153 | -1422.7847
87.75 | 3.4016 | 86.2138 | 3.40157997454772+86.2138226228996i | 5.7144 | 99.1063 | 5.71440266173419+99.106262785579i | 9.195 | 92.5243 | 9.19502832933155+92.5243308973475i | 470.0855 | -61.1245 | 470.085530912813-61.1245039616035i | 3.40157997454772+86.2138226228996i | -7139.65371351519-248.90833446138i | 114.952847088729-533.164247735639i | 3.9888 | 89.742 | 3.98878802368337+89.7420030027484i | 281.412909513851-1424.47504709327i | 87.75 | 1452.0063 | 281.4129 | -1424.475
88 | 3.4186 | 86.5977 | 3.41862281294424+86.5977141863505i | 5.72 | 99.5313 | 5.71997050521745+99.5312967249575i | 9.2151 | 92.8914 | 9.21514052709606+92.8913857422097i | 470.8467 | -61.6113 | 470.846744530881-61.6113492035177i | 3.41862281294424+86.5977141863505i | -7108.6769584352-254.279773486023i | 113.854423316319-529.370599649686i | 4.0014 | 90.1329 | 4.00143762393421+90.1329223939437i | 278.903134615058-1416.70205931498i | 88 | 1443.8946 | 278.9031 | -1416.7021
88.25 | 3.479 | 86.9869 | 3.47898427625563+86.9869008631027i | 5.8248 | 99.9107 | 5.824830684949+99.9106526313181i | 9.2761 | 93.2487 | 9.27613168122857+93.2486559276986i | 469.791 | -61.4014 | 469.791028860207-61.4014020002609i | 3.47898427625563+86.9869008631027i | -7073.0684162763-257.543401725668i | 115.465020518669-526.333632412546i | 4.0519 | 90.5074 | 4.05191687457595+90.5073809940982i | 274.336533955512-1419.34938353029i | 88.25 | 1445.6186 | 274.3365 | -1419.3494
88.5 | 3.5243 | 87.3573 | 3.52433224953838+87.3573295345576i | 5.903 | 100.3266 | 5.90303985570222+100.326590624695i | 9.3478 | 93.6272 | 9.34783367285168+93.6271995800567i | 469.3277 | -62.1619 | 469.327663956591-62.1619265991698i | 3.52433224953838+87.3573295345576i | -7086.76757283153-242.994165891452i | 115.085727909875-525.320003132054i | 4.1157 | 90.9005 | 4.11573372758005+90.9005153393045i | 276.430785347652-1409.44280807282i | 88.5 | 1436.2949 | 276.4308 | -1409.4428
88.75 | 3.5538 | 87.7541 | 3.55375359787748+87.7541159336273i | 5.9484 | 100.7373 | 5.94835425691951+100.737263552844i | 9.4095 | 93.98 | 9.40953902664329+93.9799825608535i | 469.4361 | -62.368 | 469.43613393603-62.3680226513053i | 3.55375359787748+87.7541159336273i | -7035.55113574347-198.277561069678i | 111.428696644534-521.346910921948i | 4.1522 | 91.2995 | 4.15224911358542+91.2994542068027i | 268.664986249981-1398.94002544548i | 88.75 | 1424.5049 | 268.665 | -1398.94
89 | 3.6067 | 88.1464 | 3.60668892992076+88.1464354051196i | 6.0187 | 101.1445 | 6.01873342877688+101.14451351303i | 9.4645 | 94.3665 | 9.46454570554985+94.3665092340075i | 469.3922 | -62.556 | 469.392247270432-62.5559848093912i | 3.60668892992076+88.1464354051196i | -7031.67431120966-204.51883142162i | 112.257758015622-520.146405291994i | 4.2 | 91.6833 | 4.20001485490779+91.6832763789205i | 268.375067925611-1404.12303121698i | 89 | 1429.5407 | 268.3751 | -1404.123
89.25 | 3.6388 | 88.5479 | 3.63877054769231+88.5479161368108i | 6.0806 | 101.5609 | 6.08055884077625+101.560910776956i | 9.5056 | 94.737 | 9.50564318843913+94.7370342946043i | 469.5853 | -62.6088 | 469.585321954575-62.6088428811803i | 3.63877054769231+88.5479161368108i | -7002.81192013533-202.448976450557i | 112.571655065695-517.016717267146i | 4.2538 | 92.0741 | 4.25381570434435+92.0740504795134i | 279.322310382617-1400.60149508452i | 89.25 | 1428.1826 | 279.3223 | -1400.6015
89.5 | 3.6727 | 88.9226 | 3.67268012044368+88.9225591336988i | 6.1402 | 101.9453 | 6.14019471050823+101.945293105685i | 9.5552 | 95.097 | 9.55520279488865+95.0970426195123i | 469.1791 | -62.9602 | 469.179143026617-62.9602349961225i | 3.67268012044368+88.9225591336988i | -6989.92973059514-184.391612125657i | 111.845463139908-515.55606011054i | 4.2844 | 92.4415 | 4.284410173828+92.4414758373483i | 274.202454043389-1403.72000874419i | 89.5 | 1430.2506 | 274.2025 | -1403.72
89.75 | 3.7331 | 89.3301 | 3.73314088604641+89.3301236937381i | 6.2193 | 102.3962 | 6.21926336474035+102.396233914569i | 9.6426 | 95.4901 | 9.64262905693026+95.4900926285093i | 469.0112 | -63.5349 | 469.011218105518-63.5348865944131i | 3.73314088604641+89.3301236937381i | -6969.54167001553-162.2577639763i | 109.930852338882-512.48917954467i | 4.3556 | 92.8553 | 4.35562489234948+92.855274279255i | 273.270722735342-1396.93416423986i | 89.75 | 1423.4121 | 273.2707 | -1396.9342
90 | 3.7767 | 89.6958 | 3.77671502860002+89.6957744343535i | 6.2675 | 102.7673 | 6.26747612412736+102.767302784861i | 9.6941 | 95.8341 | 9.69409963292233+95.8340953246268i | 468.9216 | -63.8466 | 468.921646255028-63.8465608320536i | 3.77671502860002+89.6957744343535i | -6941.01576817501-146.360876894354i | 108.441342776418-510.339274150889i | 4.3696 | 93.2308 | 4.36958124416377+93.2307546613254i | 252.130699533718-1392.7109139898i | 90 | 1415.3493 | 252.1307 | -1392.7109
90.25 | 3.8274 | 90.1196 | 3.82743745885181+90.1195660615875i | 6.3669 | 103.202 | 6.36694689931851+103.2019984567i | 9.7569 | 96.2212 | 9.75693918840271+96.2211648951671i | 468.9372 | -64.4922 | 468.937205474372-64.4921726938333i | 3.82743745885181+90.1195660615875i | -6914.69952354791-132.958994387305i | 108.668156659172-507.454234299274i | 4.4346 | 93.6421 | 4.43456952129699+93.6421477830758i | 256.552539130937-1392.56196360383i | 90.25 | 1415.9972 | 256.5525 | -1392.562
90.5 | 3.8606 | 90.5054 | 3.86057484171884+90.5053762906263i | 6.4113 | 103.6226 | 6.41128280467888+103.622608746293i | 9.7958 | 96.6017 | 9.79583501329974+96.6017481211597i | 468.4752 | -64.1761 | 468.475177584129-64.176144125992i | 3.86057484171884+90.5053762906263i | -6896.19973021017-147.507364253827i | 109.342609314946-504.473690491092i | 4.4774 | 94.0269 | 4.47739024046879+94.0268737393532i | 264.100591966203-1388.42962980276i | 90.5 | 1413.3244 | 264.1006 | -1388.4296
90.75 | 3.91 | 90.9141 | 3.90996588641048+90.9141107853351i | 6.5009 | 104.0369 | 6.5009480999674+104.036939739341i | 9.8935 | 97.0008 | 9.89348368786983+97.0007684347696i | 468.2451 | -64.5629 | 468.24507962221-64.5628797394332i | 3.90996588641048+90.9141107853351i | -6907.93629126474-87.8701453464705i | 106.479154058758-505.382697604955i | 4.5398 | 94.4366 | 4.53979989322127+94.4365807607904i | 257.484950859557-1390.64462619515i | 90.75 | 1414.2811 | 257.485 | -1390.6446
91 | 3.9733 | 91.3137 | 3.97328594486382+91.3137094090146i | 6.5827 | 104.4811 | 6.58265805691792+104.481105315679i | 9.9608 | 97.3817 | 9.9608217170089+97.3817184310935i | 467.8387 | -64.8595 | 467.838652367237-64.8595474487003i | 3.97328594486382+91.3137094090146i | -6873.67581912573-100.003663747039i | 106.847538422063-500.848526077029i | 4.6106 | 94.8525 | 4.610551663461+94.8524710588503i | 259.326834781453-1375.6060365982i | 91 | 1399.8366 | 259.3268 | -1375.606
91.25 | 4.0288 | 91.6879 | 4.02881965703623+91.6878925801787i | 6.6554 | 104.878 | 6.65540557955467+104.878011476036i | 10.366 | 97.5843 | 10.3660123163861+97.5842836131951i | 467.5418 | -65.3114 | 467.541765597376-65.311390608394i | 4.02881965703623+91.6878925801787i | -6705.08227458688+379.829528795936i | 69.668311365499-494.468057506067i | 4.6411 | 95.2317 | 4.64109200602995+95.2316851679932i | 143.67941584241-1360.73514572408i | 91.25 | 1368.2996 | 143.6794 | -1360.7351
91.5 | 4.0903 | 92.1123 | 4.09033069699047+92.1123474292094i | 6.7615 | 105.3275 | 6.76149640568291+105.327535598853i | 10.4612 | 97.9693 | 10.4612180836359+97.9692699312386i | 467.8255 | -65.6564 | 467.82552722793-65.6563600620234i | 4.09033069699047+92.1123474292094i | -6679.8906056226+410.443169200698i | 68.3202888868455-491.661239275061i | 4.694 | 95.6491 | 4.69401657092536+95.6490516853778i | 132.176635755743-1362.84877043499i | 91.5 | 1369.2434 | 132.1766 | -1362.8488
91.75 | 4.1373 | 92.4919 | 4.13734521334011+92.4918514041068i | 6.8272 | 105.7352 | 6.82721022401228+105.735182965377i | 10.5594 | 98.313 | 10.5594404274305+98.3130042705742i | 467.2139 | -65.8048 | 467.213905079724-65.8048039661397i | 4.13734521334011+92.4918514041068i | -6636.17307308726+464.488576723662i | 64.0617476519224-488.083801998829i | 4.7608 | 96.0177 | 4.76084818119329+96.0176849571686i | 130.939332625976-1359.58972619205i | 91.75 | 1365.8804 | 130.9393 | -1359.5897
92 | 4.2021 | 92.9219 | 4.20207212641879+92.9218965833115i | 6.9085 | 106.1872 | 6.90846709303105+106.187157220645i | 10.6401 | 98.7124 | 10.6400620908884+98.7123525956348i | 467.0451 | -66.579 | 467.045139126491-66.5789502835127i | 4.20207212641879+92.9218965833115i | -6601.95443767398+485.389615834679i | 62.3523905009489-484.966290353955i | 4.8164 | 96.4657 | 4.8163502882408+96.4657494749046i | 118.170595434596-1346.67382233392i | 92 | 1351.8486 | 118.1706 | -1346.6738
92.25 | 4.2524 | 93.2994 | 4.25238204876661+93.2993812368557i | 6.9769 | 106.5866 | 6.97687057276362+106.586574907816i | 10.7222 | 99.0436 | 10.7221556528869+99.043559466142i | 466.9078 | -66.8003 | 466.907769436779-66.8003448663818i | 4.25238204876661+93.2993812368557i | -6551.70515186123+519.653522358298i | 59.4943115374094-480.885109456876i | 4.8726 | 96.8241 | 4.87264281095192+96.8241220505436i | 114.774178485389-1347.22469662924i | 92.25 | 1352.1048 | 114.7742 | -1347.2247
92.5 | 4.3238 | 93.7205 | 4.32377445977744+93.7205493426398i | 7.1026 | 107.0451 | 7.10257920318929+107.045072102899i | 10.8166 | 99.4264 | 10.8166226181508+99.4264337487668i | 466.6606 | -66.865 | 466.660569642416-66.8650238241186i | 4.32377445977744+93.7205493426398i | -6522.67297014358+526.43776627746i | 59.9720553027608-477.016884788785i | 4.9394 | 97.2485 | 4.93942901183475+97.248534123639i | 108.318772961927-1342.45353646257i | 92.5 | 1346.8164 | 108.3188 | -1342.4535
92.75 | 4.3972 | 94.1305 | 4.39718117708316+94.1305212682927i | 7.1695 | 107.4544 | 7.16950673567945+107.454402368527i | 10.9123 | 99.7882 | 10.9122552382407+99.7881851057872i | 466.3955 | -67.2941 | 466.395466722245-67.2940723144239i | 4.39718117708316+94.1305212682927i | -6461.61807404421+567.084724253239i | 55.9248971896822-473.32875494457i | 4.9895 | 97.6747 | 4.98952081156745+97.6747024245119i | 84.8441040967202-1326.30696742339i | 92.75 | 1329.0179 | 84.8441 | -1326.307
93 | 4.1674 | 94.4411 | 4.16742462291528+94.4411453123753i | 7.276 | 107.8922 | 7.27601659426529+107.892156958432i | 11.0151 | 100.1362 | 11.015115992365+100.136170346984i | 466.0295 | -67.772 | 466.029509439641-67.7719635402855i | 4.16742462291528+94.4411453123753i | -6670.94952266964+851.739093565602i | 48.6927894489095-484.690942204143i | 5.0741 | 98.0786 | 5.07409487525777+98.0786168268475i | 161.235504988781-1296.93504639646i | 93 | 1306.919 | 161.2355 | -1296.935
93.25 | 4.2035 | 94.8795 | 4.20353404969073+94.8794573419719i | 7.365 | 108.3571 | 7.36500450669064+108.357120154283i | 11.0705 | 100.5172 | 11.0704689976524+100.517196375815i | 466.0255 | -68.1285 | 466.025498316171-68.1285000338753i | 4.20353404969073+94.8794573419719i | -6624.25330295247+863.847478644598i | 48.5265337957498-480.115743366561i | 5.1226 | 98.4987 | 5.12258649689587+98.4986853220146i | 163.872212502001-1296.24312400393i | 93.25 | 1306.5605 | 163.8722 | -1296.2431
93.5 | 4.3009 | 95.2942 | 4.30094129210099+95.2941927167953i | 7.4981 | 108.7754 | 7.49805323382038+108.775411267904i | 11.2114 | 100.8597 | 11.2113768088993+100.859691109318i | 464.9799 | -68.4328 | 464.979858852723-68.4327748481578i | 4.30094129210099+95.2941927167953i | -6543.92809582126+919.481447201198i | 44.4140867349326-474.877791237495i | 5.2062 | 98.8992 | 5.2062137287001+98.8992250833828i | 144.448069902874-1292.91670907457i | 93.5 | 1300.9607 | 144.4481 | -1292.9167
93.75 | 4.3567 | 95.7209 | 4.35672164873121+95.7209150697305i | 7.6078 | 109.2509 | 7.60775876711113+109.250873460997i | 11.3215 | 101.2769 | 11.3214797192416+101.276947698234i | 464.661 | -68.9834 | 464.660964412193-68.9834295043374i | 4.35672164873121+95.7209150697305i | -6550.53470679807+961.216546779748i | 42.8180225651825-473.86189526211i | 5.2874 | 99.3474 | 5.28736751784237+99.3473635118705i | 143.411768184905-1284.66875065213i | 93.75 | 1292.6487 | 143.4118 | -1284.6688
94 | 4.3982 | 96.1156 | 4.39819767941523+96.1156463811634i | 7.6517 | 109.6623 | 7.65170112868305+109.662315386576i | 11.3987 | 101.603 | 11.3987457964404+101.602993248778i | 464.4582 | -68.8607 | 464.458244317977-68.8607305249678i | 4.39819767941523+96.1156463811634i | -6469.95135446539+999.579637838672i | 38.686915341305-468.313157974564i | 5.345 | 99.7278 | 5.34496807565919+99.7277595038885i | 141.678217052156-1275.59318509376i | 94 | 1283.4371 | 141.6782 | -1275.5932
94.25 | 4.4822 | 96.5672 | 4.48219012850772+96.5671965652242i | 7.8183 | 110.1445 | 7.81826156640137+110.144456644754i | 11.5063 | 101.9785 | 11.5062859717318+101.978534405397i | 463.8982 | -69.1979 | 463.898183844411-69.1978989600688i | 4.48219012850772+96.5671965652242i | -6409.67693247621+1013.33995046266i | 39.0070439566788-462.504703487505i | 5.4286 | 100.1812 | 5.4285688561273+100.18120085094i | 133.223778620104-1265.96069165296i | 94.25 | 1272.9513 | 133.2238 | -1265.9607
94.5 | 4.5465 | 96.974 | 4.54650872440238+96.9739742951951i | 7.9145 | 110.573 | 7.91453165601695+110.572955143257i | 11.6281 | 102.3392 | 11.6281352652995+102.339179423134i | 464.3084 | -69.5341 | 464.308418001661-69.5340856879557i | 4.54650872440238+96.9739742951951i | -6379.91838561894+1073.99259384724i | 35.0654775371467-460.4622304515i | 5.5212 | 100.5789 | 5.52124533505159+100.578875742995i | 133.24078878503-1263.81905602489i | 94.5 | 1270.8232 | 133.2408 | -1263.8191
94.75 | 4.6165 | 97.3882 | 4.61653058269777+97.388172817856i | 8.1987 | 111.0276 | 8.19868834235228+111.027628528871i | 11.7331 | 102.6928 | 11.7330816375143+102.692843345557i | 463.4594 | -69.7811 | 463.459359786569-69.7811202923403i | 4.61653058269777+97.388172817856i | -6390.13252496981+1075.82821817718i | 41.3179046377257-457.652079710049i | 5.5834 | 100.9936 | 5.58341416004645+100.993558109552i | 123.73117891689-1270.47092866154i | 94.75 | 1276.4818 | 123.7312 | -1270.4709
95 | 5.019 | 97.8787 | 5.01896646071506+97.8787144003221i | 8.3072 | 111.4706 | 8.30722035065725+111.470585593267i | 11.8412 | 103.0771 | 11.8411533800504+103.077145991208i | 463.9324 | -70.6091 | 463.932395714773-70.6091198125875i | 5.01896646071506+97.8787144003221i | -6123.53656193049+836.617697952613i | 44.8195974857664-439.68621106815i | 5.6894 | 101.4255 | 5.68936699217108+101.425484697674i | 42.5186426351634-1270.31597426233i | 95 | 1271.0273 | 42.5186 | -1270.316
95.25 | 5.1224 | 98.2875 | 5.1224387923457+98.2875386890465i | 8.4588 | 111.8864 | 8.45884859463778+111.886435739123i | 11.9529 | 103.4143 | 11.952921268587+103.414311316452i | 463.7268 | -70.1425 | 463.726840464934-70.1424783367611i | 5.1224387923457+98.2875386890465i | -6061.7803033337+841.949651120903i | 44.7563173688678-434.774589849289i | 5.7871 | 101.8251 | 5.78706931736207+101.825055888328i | 36.3221155728243-1263.56149261567i | 95.25 | 1264.0834 | 36.3221 | -1263.5615
95.5 | 5.2151 | 98.71 | 5.21507603908955+98.7100422876858i | 8.5926 | 112.3619 | 8.59264353640386+112.361889963458i | 12.0713 | 103.7811 | 12.071268811728+103.781109896244i | 463.5518 | -70.5015 | 463.551821133413-70.5015270964337i | 5.21507603908955+98.7100422876858i | -6012.34953687377+858.235147780851i | 43.4350362430541-429.659406515666i | 5.8738 | 102.269 | 5.87376331138882+102.269035211441i | 25.7088253112072-1246.88378509444i | 95.5 | 1247.1488 | 25.7088 | -1246.8838
95.75 | 5.3289 | 99.1236 | 5.32885091782665+99.1235873521447i | 8.7269 | 112.7866 | 8.7268740780711+112.786579398554i | 12.1766 | 104.112 | 12.176643854636+104.111950542276i | 463.136 | -70.9277 | 463.136010917324-70.9276635929632i | 5.32885091782665+99.1235873521447i | -5924.02060515522+862.984409905824i | 42.0686382421109-423.118917031638i | 5.977 | 102.6579 | 5.97700668555701+102.657921701874i | 19.0865353517249-1241.80068151016i | 95.75 | 1241.9474 | 19.0865 | -1241.8007
96 | 5.4487 | 99.575 | 5.4486893650191+99.5749712704792i | 8.9261 | 113.293 | 8.92613446032019+113.29303911875i | 12.3188 | 104.5246 | 12.3187556404441+104.524583577753i | 462.2383 | -71.0965 | 462.238335917633-71.0965033047647i | 5.4486893650191+99.5749712704792i | -5897.46785507793+865.538574062717i | 43.1130895907974-418.97623752179i | 6.051 | 103.1378 | 6.05099676010084+103.137827824491i | -7.24660219254316-1230.22437311353i | 96 | 1230.2457 | -7.2466 | -1230.2244
96.25 | 5.522 | 99.9444 | 5.52196692703294+99.9443641897677i | 9.0309 | 113.6879 | 9.03089649976386+113.687905638666i | 12.4211 | 104.8288 | 12.4211321172982+104.82879458048i | 463.3364 | -71.3736 | 463.336361431542-71.3735561794954i | 5.52196692703294+99.9443641897677i | -5857.33434485595+898.721700258587i | 40.7627033903997-415.780816808537i | 6.1458 | 103.4969 | 6.1457910176843+103.496930675726i | -5.31445199879575-1226.75589425106i | 96.25 | 1226.7674 | -5.3145 | -1226.7559
96.5 | 5.6726 | 100.4014 | 5.67257938348948+100.40136256381i | 9.2012 | 114.1569 | 9.20124934505276+114.156948393094i | 12.5512 | 105.2115 | 12.5511662993197+105.211485740194i | 462.8796 | -71.4278 | 462.87959608785-71.4278265259968i | 5.67257938348948+100.40136256381i | -5776.80963438948+886.577428431339i | 40.606723930807-409.544310023078i | 6.2772 | 103.937 | 6.27721231873248+103.936998406157i | -12.7638800210927-1219.57565334035i | 96.5 | 1219.6424 | -12.7639 | -1219.5757
96.75 | 5.7593 | 100.7938 | 5.75934051583201+100.793768666003i | 9.3253 | 114.6018 | 9.32527626298134+114.601756204612i | 12.6501 | 105.5789 | 12.6500796897057+105.578876766876i | 464.4184 | -71.9935 | 464.418381465234-71.9934608478189i | 5.75934051583201+100.793768666003i | -5779.23895186901+888.800521569907i | 40.9872901746647-407.958139656886i | 6.3539 | 104.363 | 6.35386530709427+104.363045901476i | -20.8604022623566-1207.85162729439i | 96.75 | 1208.0318 | -20.8604 | -1207.8516
97 | 5.9251 | 101.2052 | 5.92505520878491+101.205241662263i | 9.5389 | 115.0277 | 9.53893565287085+115.027681361285i | 12.8186 | 105.938 | 12.818638899926+105.93803709163i | 464.2719 | -72.3421 | 464.271896010929-72.3420815931886i | 5.92505520878491+101.205241662263i | -5739.46530918566+896.446063858022i | 40.9105965201914-404.532009270482i | 6.4855 | 104.7765 | 6.48554849857772+104.776549252526i | -39.7285718077064-1202.3872065127i | 97 | 1203.0434 | -39.7286 | -1202.3872
97.25 | 6.044 | 101.6224 | 6.0440348793814+101.622379773438i | 9.6653 | 115.4786 | 9.66532009545141+115.478556229218i | 12.9245 | 106.3761 | 12.9245111965465+106.376092004311i | 464.0622 | -73.1332 | 464.062177087915-73.1331830908053i | 6.0440348793814+101.622379773438i | -5753.31230483698+876.474693928198i | 42.3670702803311-404.143890448701i | 6.556 | 105.2004 | 6.55602766373626+105.200447650601i | -56.9431010190384-1205.88010159678i | 97.25 | 1207.2238 | -56.9431 | -1205.8801
97.5 | 6.1939 | 102.0168 | 6.19389900928279+102.016816754758i | 9.8765 | 115.9038 | 9.87646390017411+115.903796103358i | 13.112 | 106.8212 | 13.111962741512+106.821194027973i | 463.6453 | -73.2677 | 463.645260663012-73.2677025194842i | 6.19389900928279+102.016816754758i | -5824.03456474388+887.097424713752i | 44.2241393746884-407.660741738159i | 6.6789 | 105.5965 | 6.67886938859516+105.596549252464i | -71.1280328294613-1222.93097423454i | 97.5 | 1224.9977 | -71.128 | -1222.931
97.75 | 6.3379 | 102.4477 | 6.33793306847064+102.447683971666i | 10.1101 | 116.3947 | 10.1100749670581+116.394692364613i | 13.2539 | 107.2775 | 13.2538612827652+107.277480212309i | 463.6655 | -73.4181 | 463.665486936316-73.4181085444135i | 6.33793306847064+102.447683971666i | -5871.51962954936+849.05473656903i | 49.3725776843276-407.634318446391i | 7.2155 | 105.7665 | 7.21545600234057+105.766544515532i | 148.720106199293-1309.12620255237i | 97.75 | 1317.5466 | 148.7201 | -1309.1262
98 | 6.5102 | 102.8216 | 6.51021039790709+102.821617855668i | 10.2678 | 116.7863 | 10.267778057378+116.786297794678i | 13.3909 | 107.669 | 13.3908960642077+107.669030788643i | 464.2377 | -74.544 | 464.237743389456-74.5440095906751i | 6.51021039790709+102.821617855668i | -5881.58190245011+818.950231095782i | 50.9921219639219-407.454777261015i | 7.318 | 106.1598 | 7.31799854890353+106.159840062754i | 120.014296062587-1313.0552990402i | 98 | 1318.5286 | 120.0143 | -1313.0553
98.25 | 6.6659 | 103.2258 | 6.66593447773339+103.225782563131i | 10.4984 | 117.2415 | 10.4984056353705+117.241474846194i | 13.552 | 108.0838 | 13.5520330803886+108.083845342809i | 463.7082 | -75.098 | 463.708216731927-75.097950095538i | 6.66593447773339+103.225782563131i | -5904.51231253303+801.57016232765i | 53.9688779025766-406.521349747855i | 7.4556 | 106.5798 | 7.45555596643544+106.579812227987i | 112.276962115703-1314.76367206937i | 98.25 | 1319.549 | 112.277 | -1314.7637
98.5 | 6.8549 | 103.5973 | 6.8548510908718+103.597277325844i | 10.7433 | 117.6673 | 10.7433437901255+117.667303580615i | 13.055 | 109.2583 | 13.055029297448+109.258319241874i | 463.9795 | -75.6916 | 463.979457857538-75.6915928052438i | 6.8548510908718+103.597277325844i | -6601.23152284376-266.493881170001i | 138.058880056358-431.014872742053i | 7.612 | 106.9899 | 7.61198270459048+106.989864276049i | 350.408907305014-1405.753708347i | 98.5 | 1448.7684 | 350.4089 | -1405.7537
98.75 | 7.0324 | 103.9628 | 7.03237148667991+103.962772015775i | 10.9789 | 118.0584 | 10.9789461193592+118.058383250221i | 13.2811 | 109.6028 | 13.2810910429378+109.602774279649i | 464.164 | -75.7356 | 464.163985341315-75.7356373600035i | 7.03237148667991+103.962772015775i | -6608.74176275975-222.706669064929i | 136.380315341196-430.666437153335i | 7.7324 | 107.404 | 7.73236762610767+107.403955290418i | 300.903436168113-1400.86775380679i | 98.75 | 1432.8201 | 300.9034 | -1400.8678
99 | 7.206 | 104.3096 | 7.20595667790139+104.309620200566i | 11.2381 | 118.4432 | 11.2381445872237+118.443192594808i | 13.485 | 109.9916 | 13.4849787398233+109.99156824666i | 462.851 | -76.9587 | 462.850963705361-76.9586843905831i | 7.20595667790139+104.309620200566i | -6674.09805054648-220.406690211474i | 139.000327155577-432.560321018952i | 7.8686 | 107.8224 | 7.86855661629615+107.822353254359i | 267.663605793651-1390.70448605522i | 99 | 1416.2284 | 267.6636 | -1390.7045
99.25 | 7.4269 | 104.6167 | 7.42685080088761+104.616688611264i | 11.5303 | 118.755 | 11.5302727177974+118.75501211663i | 13.7171 | 110.2762 | 13.7171392891502+110.276157287851i | 462.0836 | -77.1732 | 462.083592041453-77.1732308880791i | 7.42685080088761+104.616688611264i | -6661.22369755674-215.109959950704i | 140.151657182867-430.469872433704i | 8.0328 | 108.1584 | 8.03284973970626+108.158356211489i | 231.521702319437-1386.7503646383i | 99.25 | 1405.9441 | 231.5217 | -1386.7504
99.5 | 7.6045 | 104.9266 | 7.60446083982412+104.926595206755i | 11.7897 | 119.0933 | 11.7897277786347+119.093295645031i | 13.9398 | 110.5917 | 13.9398386674942+110.59171262868i | 461.8938 | -77.928 | 461.893786372186-77.9279593829033i | 7.60446083982412+104.926595206755i | -6703.62090178253-184.340226989353i | 140.542020093238-431.675326108389i | 8.1894 | 108.5882 | 8.18944123709964+108.588195475801i | 193.758196393071-1345.70651520023i | 99.5 | 1359.5839 | 193.7582 | -1345.7065
99.75 | 7.7683 | 105.1424 | 7.76829128715371+105.142384774685i | 11.998 | 119.3065 | 11.9980108970278+119.3065192773i | 14.0968 | 110.8032 | 14.0968080884638+110.803201753278i | 461.4166 | -78.3291 | 461.416633503466-78.3290623224956i | 7.76829128715371+105.142384774685i | -6704.02835884829-197.379377602334i | 142.562844685242-430.737755131972i | 8.3226 | 108.9033 | 8.32257162148848+108.903295307034i | 165.929931839458-1306.35139478087i | 99.75 | 1316.8473 | 165.9299 | -1306.3514
100 | 7.8304 | 105.4145 | 7.83038354697933+105.414472465255i | 12.1824 | 119.5889 | 12.1824181213717+119.588862930834i | 14.2061 | 111.0718 | 14.2061224851233+111.071808515839i | 461.1328 | -78.8313 | 461.13284992242-78.8312720597861i | 7.83038354697933+105.414472465255i | -6751.93246406997-170.680042456556i | 144.65961133211-431.931718609134i | 8.419 | 109.2639 | 8.41897983639551+109.263864273346i | 160.741105298108-1275.39636414472i | 100 | 1285.4857 | 160.7411 | -1275.3964
100.25 | 8.0794 | 105.7703 | 8.07941278025075+105.770340995965i | 12.4476 | 119.9392 | 12.4476121571185+119.939246843581i | 14.4684 | 111.3964 | 14.4683939695037+111.396354604092i | 461.9579 | -79.4695 | 461.95788578882-79.4695086549499i | 8.07941278025075+105.770340995965i | -6738.34637707598-136.785156655059i | 142.706835786525-431.577041423237i | 8.6471 | 109.7163 | 8.64707256862815+109.716315107017i | 131.933124195597-1236.56474822415i | 100.25 | 1243.583 | 131.9331 | -1236.5647
100.5 | 8.1358 | 106.0824 | 8.13580202584165+106.082405419998i | 12.5642 | 120.2674 | 12.5641634034872+120.267376813278i | 14.5385 | 111.7621 | 14.538541111615+111.762057573081i | 460.6665 | -80.0188 | 460.666481623041-80.0188236860381i | 8.13580202584165+106.082405419998i | -6808.89964414636-156.241729377776i | 146.580907379861-434.247362537741i | 8.7055 | 110.1092 | 8.70547618181007+110.109192535141i | 125.978395456206-1218.0946816519i | 100.5 | 1224.5919 | 125.9784 | -1218.0947
100.75 | 8.3018 | 106.423 | 8.30181344120619+106.42302820264i | 12.7024 | 120.6131 | 12.702422417958+120.61306223437i | 14.7264 | 112.08 | 14.7264210386851+112.080034947486i | 461.1081 | -80.4159 | 461.1081186249-80.4158710618561i | 8.30181344120619+106.42302820264i | -6786.94541584231-106.438667960363i | 142.156200103434-434.204142977312i | 8.8019 | 110.5395 | 8.8019135130307+110.539503539175i | 80.710880722097-1187.44764088427i | 100.75 | 1190.1874 | 80.7109 | -1187.4476
101 | 8.4056 | 106.7781 | 8.40559866615331+106.77812350713i | 12.8967 | 121.0242 | 12.8966650411987+121.024247579224i | 14.9497 | 112.4196 | 14.9497366521826+112.419557525381i | 460.3129 | -80.8317 | 460.312929249166-80.8317409578094i | 8.40559866615331+106.77812350713i | -6818.34714881038+13.5183136445085i | 136.378766321567-435.617507309919i | 8.9311 | 110.9769 | 8.93112805998598+110.976905421968i | 60.5658946961594-1163.61938488436i | 101 | 1165.1945 | 60.5659 | -1163.6194